## 1 INTRO&Legend
Writen by: María Fernández Boneta (CENER) Reviewed by: Petr Zahradník (SEVEn) February 2014
The ENTRANZE project: The objective of the ENTRANZE project is to actively support policy making by providing the required data, analysis and guidelines to achieve a fast and strong penetration of nZEB and RES-H/C within the existing national building stocks. The project intends to connect building experts from European research and academia to national decision makers and key stakeholders with a view to build ambitious, but reality proof, policies and roadmaps. The core part of the project is the dialogue with policy makers and experts and will focus on nine countries, covering >60% of the EU-27 building stock. Data, scenarios and rec-ommendations will also be provided for EU-27 (+ Croatia and Serbia).
D3.2 Database of EE and RES technologies: energy/cost matrices: This spread sheet includes a quantitative assessment for 10 representative climates of target countries. From the results of previous calculation/data collection activities, a database containing technoeconomic data of technologies and building families has been set up. Each sheet include the selection of 20-30 packages of energy efficiency measures according to cost-optimal calculation. The matrices include the energy use and primary energy consumption associate with each service, as well as the initial investment cost of each technology included within each package of measures. The aim of this deliverable is the comparison in terms of initial investment cost and (net) primary energy consumption of the most suitable packages of energy efficiency measures for each climate and type of building (SFH - Single family home, AB - Apartment block, office and school).
The primary energy factors (PEF) can be modified by the user in the sheet"4 PEF".
LEGEND:
Envelope Codes | E | envelope | (net) primary energy | H | heating
| W | windows |  | C | cooling
| C | coolling strategies |  | DHW | domestic hot water
| HR | heat recovery |  | L | lighting
|  |  |  | AUX | auxiliary systems
Plants Codes | HE | heating |  | RES-E | electricity from RES
| CO | cooling
| HE-E | heating emission | Energy use | H | heating
| CO-E | cooling emission |  | C | cooling
| C | Control thermostat |  | DHW | domestic hot water
| L | lighting |  | L | lighting
| RES-TS | termal solar |  | AUX | auxiliary systems
| RES-PV | photovoltaic |  | RES-E | electricity from RES
EXAMPLE:
(Net) primary energy consumption [kWh/m2year] for each service and reference building
Definition of package according to sheet 2 (EnvelopeCodes) and 3 (PlantsCodes)
Total initial investment cost [€/m2] for each reference building
Energy use [kWh/m2year] for each service and reference building
Total initial investment cost [€] for each reference building
Definition of package according to sheet 2 (EnvelopeCodes) and 3 (PlantsCodes)

## 2 EnvelopeCodes
DESCRIPTION OF ENVELOPE VARIANTS FOR RESIDENTIAL REFERENCE BUILDINGS (SINGLE FAMILY HOURE AND APARTMENT BLOCK):
|  |  | SEVILLE (ES) | MADRID (ES) | ROME (IT) | MILAN (IT) | BUCHAREST (RO) | VIENNA (AT) | PARIS (FR) | PRAGUE (CZ) | BERLIN (DE) | HELSINKY (FI)
PACKAGES | VARIANT |  | Description | Description | Description | Description | Description | Description | Description | Description | Description | Description
E | 1 | Wall | Renovation of the exterior layer of the walls (plaster or tile or ...) for aesthetic/functional/security reasons | Renovation of the exterior layer of the walls (plaster or tile or ...) for aesthetic/functional/security reasons | Renovation of the exterior layer of the walls (plaster or tile or ...) for aesthetic/functional/security reasons | Renovation of the exterior layer of the walls (plaster or tile or ...) for aesthetic/functional/security reasons | Renovation of the exterior layer of the walls (plaster or tile or ...) for aesthetic/functional/security reasons | Renovation of the exterior layer of the walls (plaster or tile or ...) for aesthetic/functional/security reasons | Renovation of the exterior layer of the walls (plaster or tile or ...) for aesthetic/functional/security reasons | Renovation of the exterior layer of the walls (plaster or tile or ...) for aesthetic/functional/security reasons | Renovation of the exterior layer of the walls (plaster or tile or ...) for aesthetic/functional/security reasons | Renovation of the exterior layer of the walls (plaster or tile or ...) for aesthetic/functional/security reasons
|  | Roof | Renovation of the exterior layer of the roof (tile or tar or ...) for aesthetic/functional/security reasons | Renovation of the exterior layer of the roof (tile or tar or ...) for aesthetic/functional/security reasons | Renovation of the exterior layer of the roof (tile or tar or ...) for aesthetic/functional/security reasons | Renovation of the exterior layer of the roof (tile or tar or ...) for aesthetic/functional/security reasons | Renovation of the exterior layer of the roof (tile or tar or ...) for aesthetic/functional/security reasons | Renovation of the exterior layer of the roof (tile or tar or ...) for aesthetic/functional/security reasons | Renovation of the exterior layer of the roof (tile or tar or ...) for aesthetic/functional/security reasons | Renovation of the exterior layer of the roof (tile or tar or ...) for aesthetic/functional/security reasons | Renovation of the exterior layer of the roof (tile or tar or ...) for aesthetic/functional/security reasons | Renovation of the exterior layer of the roof (tile or tar or ...) for aesthetic/functional/security reasons
|  | Basement | No renovation | No renovation | No renovation | No renovation | No renovation | No renovation | No renovation | No renovation | No renovation | No renovation
| 2 | Wall | 5cm insulation -External insulation (EIFS System) | 10cm insulation -External insulation (EIFS System) | 5cm insulation -External insulation (EIFS System) | 10cm insulation -External insulation (EIFS System) | 10cm insulation -External insulation (EIFS System) | 10cm insulation -External insulation (EIFS System) | 10cm insulation -External insulation (EIFS System) | 10cm insulation -External insulation (EIFS System) | 10cm insulation -External insulation (EIFS System) | 10cm insulation -External insulation (EIFS System)
|  | Roof | 5cm insulation - Add on a thermal insulation layer over the last slab in contact with unconditioned space | 15cm insulation - Add on a thermal insulation layer over the last slab in contact with unconditioned space | 5cm insulation - Add on a thermal insulation layer over the last slab in contact with unconditioned space | 15cm insulation - Add on a thermal insulation layer over the last slab in contact with unconditioned space | 15cm insulation - Add on a thermal insulation layer over the last slab in contact with unconditioned space | 15cm insulation - Add on a thermal insulation layer over the last slab in contact with unconditioned space | 15cm insulation - Add on a thermal insulation layer over the last slab in contact with unconditioned space | 15cm insulation - Add on a thermal insulation layer over the last slab in contact with unconditioned space | 15cm insulation - Add on a thermal insulation layer over the last slab in contact with unconditioned space | 15cm insulation - Add on a thermal insulation layer over the last slab in contact with unconditioned space
|  | Basement | 5cm insulation - Install a layer of thermal insulation bellow the slab in contact with the basement | 5cm insulation - Install a layer of thermal insulation bellow the slab in contact with the basement | 5cm insulation - Install a layer of thermal insulation bellow the slab in contact with the basement | 5cm insulation - Install a layer of thermal insulation bellow the slab in contact with the basement | 5cm insulation - Install a layer of thermal insulation bellow the slab in contact with the basement | 5cm insulation - Install a layer of thermal insulation bellow the slab in contact with the basement | 5cm insulation - Install a layer of thermal insulation bellow the slab in contact with the basement | 5cm insulation - Install a layer of thermal insulation bellow the slab in contact with the basement | 5cm insulation - Install a layer of thermal insulation bellow the slab in contact with the basement | No renovation
| 3 | Wall | 10cm insulation -External insulation (EIFS System) | 15cm insulation -External insulation (EIFS System) | 10cm insulation -External insulation (EIFS System) | 15cm insulation -External insulation (EIFS System) | 15cm insulation -External insulation (Ventilated facade) | 15cm insulation -External insulation (EIFS System) | 15cm insulation -External insulation (Ventilated facade) | 15cm insulation -External insulation (EIFS System) | 15cm insulation -External insulation (EIFS System) | 15cm insulation -External insulation (EIFS System)
|  | Roof | 10cm insulation - Add on a thermal insulation layer over the last slab in contact with unconditioned space | 20cm insulation - Add on a thermal insulation layer over the last slab in contact with unconditioned space | 10cm insulation - Add on a thermal insulation layer over the last slab in contact with unconditioned space | 20cm insulation - Add on a thermal insulation layer over the last slab in contact with unconditioned space | 20cm insulation - Add on a thermal insulation layer over the last slab in contact with unconditioned space | 20cm insulation - Add on a thermal insulation layer over the last slab in contact with unconditioned space | 20cm insulation - Add on a thermal insulation layer over the last slab in contact with unconditioned space | 20cm insulation - Add on a thermal insulation layer over the last slab in contact with unconditioned space | 20cm insulation - Add on a thermal insulation layer over the last slab in contact with unconditioned space | 20cm insulation - Add on a thermal insulation layer over the last slab in contact with unconditioned space
|  | Basement | 10cm insulation - Install a layer of thermal insulation bellow the slab in contact with the basement | 10cm insulation - Install a layer of thermal insulation bellow the slab in contact with the basement | 10cm insulation - Install a layer of thermal insulation bellow the slab in contact with the basement | 10cm insulation - Install a layer of thermal insulation bellow the slab in contact with the basement | 10cm insulation - Install a layer of thermal insulation bellow the slab in contact with the basement | 10cm insulation - Install a layer of thermal insulation bellow the slab in contact with the basement | 10cm insulation - Install a layer of thermal insulation bellow the slab in contact with the basement | 10cm insulation - Install a layer of thermal insulation bellow the slab in contact with the basement | 10cm insulation - Install a layer of thermal insulation bellow the slab in contact with the basement | No renovation
| 4 | Wall | 15cm insulation -External insulation (EIFS System) | 20cm insulation -External insulation (EIFS System) | 15cm insulation -External insulation (EIFS System) | 20cm insulation -External insulation (EIFS System) | 20cm insulation -External insulation (Ventilated facade) | 20cm insulation -External insulation (EIFS System) | 20cm insulation -External insulation (Ventilated facade) | 20cm insulation -External insulation (EIFS System) | 20cm insulation -External insulation (EIFS System) | 20cm insulation -External insulation (Ventilated facade)
|  | Roof | 15cm insulation - Add on a thermal insulation layer over the last slab in contact with unconditioned space | 30cm insulation - Add on a thermal insulation layer over the last slab in contact with unconditioned space | 15cm insulation - Add on a thermal insulation layer over the last slab in contact with unconditioned space | 30cm insulation - Add on a thermal insulation layer over the last slab in contact with unconditioned space | 30cm insulation - Add on a thermal insulation layer over the last slab in contact with unconditioned space | 30cm insulation - Add on a thermal insulation layer over the last slab in contact with unconditioned space | 30cm insulation - Add on a thermal insulation layer over the last slab in contact with unconditioned space | 30cm insulation - Add on a thermal insulation layer over the last slab in contact with unconditioned space | 30cm insulation - Add on a thermal insulation layer over the last slab in contact with unconditioned space | 30cm insulation - Add on a thermal insulation layer over the last slab in contact with unconditioned space
|  | Basement | 15cm insulation - Install a layer of thermal insulation bellow the slab in contact with the basement | 15cm insulation - Install a layer of thermal insulation bellow the slab in contact with the basement | 15cm insulation - Install a layer of thermal insulation bellow the slab in contact with the basement | 15cm insulation - Install a layer of thermal insulation bellow the slab in contact with the basement | 15cm insulation - Install a layer of thermal insulation bellow the slab in contact with the basement | 15cm insulation - Install a layer of thermal insulation bellow the slab in contact with the basement | 15cm insulation - Install a layer of thermal insulation bellow the slab in contact with the basement | 15cm insulation - Install a layer of thermal insulation bellow the slab in contact with the basement | 15cm insulation - Install a layer of thermal insulation bellow the slab in contact with the basement | No renovation
W | 1 |  | BASE LEVEL: Repair/restoration the old window components (glasses and frames) for aesthetic/functional/security reasons | BASE LEVEL: Repair/restoration the old window components (glasses and frames) for aesthetic/functional/security reasons | BASE LEVEL: Repair/restoration the old window components (glasses and frames) for aesthetic/functional/security reasons | BASE LEVEL: Repair/restoration the old window components (glasses and frames) for aesthetic/functional/security reasons | BASE LEVEL: Repair/restoration the old window components (glasses and frames) for aesthetic/functional/security reasons | BASE LEVEL: Repair/restoration the old window components (glasses and frames) for aesthetic/functional/security reasons | BASE LEVEL: Repair/restoration the old window components (glasses and frames) for aesthetic/functional/security reasons | BASE LEVEL: Repair/restoration the old window components (glasses and frames) for aesthetic/functional/security reasons | BASE LEVEL: Repair/restoration the old window components (glasses and frames) for aesthetic/functional/security reasons | BASE LEVEL: Repair/restoration the old window components (glasses and frames) for aesthetic/functional/security reasons
| 2 |  | Double glass with air cavity (16mm) New thermal transmittance value of glazing Ug= 2,7 W/m²K; g= 0,78; Tvis= 0,82 New thermal transmittance value of frame Uf=2,2 W/m2K Reduce air permeability of the window at least to 2nd class (27 m³/hm²) of the standard "EN 12207 Windows and doors - Air permeability - Classification" | Double glass with air cavity (16mm) New thermal transmittance value of glazing Ug= 2,7 W/m²K; g= 0,78; Tvis= 0,82 New thermal transmittance value of frame Uf=2,2 W/m2K Reduce air permeability of the window at least to 2nd class (27 m³/hm²) of the standard "EN 12207 Windows and doors - Air permeability - Classification" | Double glass with air cavity (16mm) New thermal transmittance value of glazing Ug= 2,7 W/m²K; g= 0,78; Tvis= 0,82 New thermal transmittance value of frame Uf=2,2 W/m2K Reduce air permeability of the window at least to 2nd class (27 m³/hm²) of the standard "EN 12207 Windows and doors - Air permeability - Classification" | Double glass with air cavity (16mm) New thermal transmittance value of glazing Ug= 2,7 W/m²K; g= 0,78; Tvis= 0,82 New thermal transmittance value of frame Uf=2,2 W/m2K Reduce air permeability of the window at least to 2nd class (27 m³/hm²) of the standard "EN 12207 Windows and doors - Air permeability - Classification" | Double glass with air cavity (16mm) and a low-e glass New thermal transmittance value of glazing Ug= 1,7 W/m²K; g= 0,72; Tvis= 0,82 New thermal transmittance value of frame Uf=1,4 W/m2K Reduce air permeability of the window at least to 3rd class (9 m³/hm²) of the standard "EN 12207 Windows and doors - Air permeability - Classification" | Double glass with air cavity (16mm) and a low-e glass New thermal transmittance value of glazing Ug= 1,7 W/m²K; g= 0,72; Tvis= 0,82 New thermal transmittance value of frame Uf=1,4 W/m2K Reduce air permeability of the window at least to 3rd class (9 m³/hm²) of the standard "EN 12207 Windows and doors - Air permeability - Classification" | Double glass with air cavity (16mm) New thermal transmittance value of glazing Ug= 2,7 W/m²K; g= 0,78; Tvis= 0,82 New thermal transmittance value of frame Uf=2,2 W/m2K Reduce air permeability of the window at least to 2nd class (27 m³/hm²) of the standard "EN 12207 Windows and doors - Air permeability - Classification" | Double glass with air cavity (16mm) and a low-e glass New thermal transmittance value of glazing Ug= 1,7 W/m²K; g= 0,72; Tvis= 0,82 New thermal transmittance value of frame Uf=1,4 W/m2K Reduce air permeability of the window at least to 3rd class (9 m³/hm²) of the standard "EN 12207 Windows and doors - Air permeability - Classification" | Triple glass with argon cavity (16mm) and a low-e glass New thermal transmittance value of glazing Ug= 1,0 W/m²K; g= 0,64; Tvis= 0,74 New thermal transmittance value of frame Uf=1,0 W/m2K Reduce air permeability of the window at least to 4th class (3 m³/hm²) of the standard "EN 12207 Windows and doors - Air permeability - Classification" | Triple glass with argon cavity (16mm) and a low-e glass New thermal transmittance value of glazing Ug= 1,0 W/m²K; g= 0,64; Tvis= 0,74 New thermal transmittance value of frame Uf=1,0 W/m2K Reduce air permeability of the window at least to 4th class (3 m³/hm²) of the standard "EN 12207 Windows and doors - Air permeability - Classification"
| 3 |  | Double glass with air cavity (16mm) and a low-e glass New thermal transmittance value of glazing Ug= 1,7 W/m²K; g= 0,72; Tvis= 0,82 New thermal transmittance value of frame Uf=1,4 W/m2K Reduce air permeability of the window at least to 3rd class (9 m³/hm²) of the standard "EN 12207 Windows and doors - Air permeability - Classification" | Double glass with air cavity (16mm) and a low-e glass New thermal transmittance value of glazing Ug= 1,7 W/m²K; g= 0,72; Tvis= 0,82 New thermal transmittance value of frame Uf=1,4 W/m2K Reduce air permeability of the window at least to 3rd class (9 m³/hm²) of the standard "EN 12207 Windows and doors - Air permeability - Classification" | Double glass with air cavity (16mm) and a low-e glass New thermal transmittance value of glazing Ug= 1,7 W/m²K; g= 0,72; Tvis= 0,82 New thermal transmittance value of frame Uf=1,4 W/m2K Reduce air permeability of the window at least to 3rd class (9 m³/hm²) of the standard "EN 12207 Windows and doors - Air permeability - Classification" | Double glass with air cavity (16mm) and a low-e glass New thermal transmittance value of glazing Ug= 1,7 W/m²K; g= 0,72; Tvis= 0,82 New thermal transmittance value of frame Uf=1,4 W/m2K Reduce air permeability of the window at least to 3rd class (9 m³/hm²) of the standard "EN 12207 Windows and doors - Air permeability - Classification" | Triple glass with argon cavity (16mm) and a low-e glass New thermal transmittance value of glazing Ug= 1,0 W/m²K; g= 0,64; Tvis= 0,74 New thermal transmittance value of frame Uf=1,0 W/m2K Reduce air permeability of the window at least to 4th class (3 m³/hm²) of the standard "EN 12207 Windows and doors - Air permeability - Classification" | Triple glass with argon cavity (16mm) and a low-e glass New thermal transmittance value of glazing Ug= 1,0 W/m²K; g= 0,64; Tvis= 0,74 New thermal transmittance value of frame Uf=1,0 W/m2K Reduce air permeability of the window at least to 4th class (3 m³/hm²) of the standard "EN 12207 Windows and doors - Air permeability - Classification" | Double glass with air cavity (16mm) and a low-e glass New thermal transmittance value of glazing Ug= 1,7 W/m²K; g= 0,72; Tvis= 0,82 New thermal transmittance value of frame Uf=1,4 W/m2K Reduce air permeability of the window at least to 3rd class (9 m³/hm²) of the standard "EN 12207 Windows and doors - Air permeability - Classification" | Triple glass with argon cavity (16mm) and a low-e glass New thermal transmittance value of glazing Ug= 1,0 W/m²K; g= 0,64; Tvis= 0,74 New thermal transmittance value of frame Uf=1,0 W/m2K Reduce air permeability of the window at least to 4th class (3 m³/hm²) of the standard "EN 12207 Windows and doors - Air permeability - Classification" | Triple glass with argon cavity (18mm) and a low-e glass New thermal transmittance value of glazing Ug= 0,65 W/m²K; g= 0,6; Tvis= 0,733 New thermal transmittance value of frame Uf=0,95 W/m2K Reduce air permeability of the window at least to 4th class (3 m³/hm²) of the standard "EN 12207 Windows and doors - Air permeability - Classification" | Triple glass with argon cavity (18mm) and a low-e glass New thermal transmittance value of glazing Ug= 0,65 W/m²K; g= 0,6; Tvis= 0,733 New thermal transmittance value of frame Uf=0,95 W/m2K Reduce air permeability of the window at least to 4th class (3 m³/hm²) of the standard "EN 12207 Windows and doors - Air permeability - Classification"
C | 1 | Solar shading | External window blinds - fixed slat angle - manual control (setpoint 500W/m2 in SUMMER) | External window blinds - fixed slat angle - manual control (setpoint 500W/m2 in SUMMER) | External window blinds - fixed slat angle - manual control (setpoint 500W/m2 in SUMMER) | External window blinds - fixed slat angle - manual control (setpoint 500W/m2 in SUMMER) | External window blinds - fixed slat angle - manual control (setpoint 500W/m2 in SUMMER) | External window blinds - fixed slat angle - manual control (setpoint 500W/m2 in SUMMER) | External window blinds - fixed slat angle - manual control (setpoint 500W/m2 in SUMMER) | External window blinds - fixed slat angle - manual control (setpoint 500W/m2 in SUMMER) | External window blinds - fixed slat angle - manual control (setpoint 500W/m2 in SUMMER) | External window blinds - fixed slat angle - manual control (setpoint 500W/m2 in SUMMER)
|  | Night coling | Night ventilation absent | Night ventilation absent | Night ventilation absent | Night ventilation absent | Night ventilation absent | Night ventilation absent | Night ventilation absent | Night ventilation absent | Night ventilation absent | Night ventilation absent
|  | Lighting | Base lighting load | Base lighting load | Base lighting load | Base lighting load | Base lighting load | Base lighting load | Base lighting load | Base lighting load | Base lighting load | Base lighting load
|  |  | - | - | - | - | - | - | - | - | - | -
| 2 | Solar shading | External window blinds - fixed slat angle - automatic control (setpoint 100W/m2) | External window blinds - fixed slat angle - manual control (setpoint 500W/m2 in SUMMER) | External window blinds - fixed slat angle - manual control (setpoint 500W/m2 in SUMMER) | External window blinds - fixed slat angle - manual control (setpoint 500W/m2 in SUMMER) | External window blinds - fixed slat angle - manual control (setpoint 500W/m2 in SUMMER) | External window blinds - fixed slat angle - manual control (setpoint 500W/m2 in SUMMER) | External window blinds - fixed slat angle - manual control (setpoint 500W/m2 in SUMMER) | External window blinds - fixed slat angle - manual control (setpoint 500W/m2 in SUMMER) | External window blinds - fixed slat angle - manual control (setpoint 500W/m2 in SUMMER) | External window blinds - fixed slat angle - manual control (setpoint 500W/m2 in SUMMER)
|  | Night coling | Night ventilation absent | Natural extra ventilation in SUMMER (automatic control to open windows) - automatic control through differential temperature | Natural extra ventilation in SUMMER (automatic control to open windows) - automatic control through differential temperature | Natural extra ventilation in SUMMER (automatic control to open windows) - automatic control through differential temperature | Natural extra ventilation in SUMMER (automatic control to open windows) - automatic control through differential temperature | Natural extra ventilation in SUMMER (automatic control to open windows) - automatic control through differential temperature | Natural extra ventilation in SUMMER (automatic control to open windows) - automatic control through differential temperature | Natural extra ventilation in SUMMER (automatic control to open windows) - automatic control through differential temperature | Natural extra ventilation in SUMMER (automatic control to open windows) - automatic control through differential temperature | Natural extra ventilation in SUMMER (automatic control to open windows) - automatic control through differential temperature
|  | Lighting | Base lighting load | Base lighting load | Base lighting load | Base lighting load | Base lighting load | Base lighting load | Base lighting load | Base lighting load | Base lighting load | Base lighting load
|  |  | - | - | - | - | - | - | - | - | - | -
HR | 1 |  | Heat recovery for IAQ mechanical ventilation ABSENT | Heat recovery for IAQ mechanical ventilation ABSENT | Heat recovery for IAQ mechanical ventilation ABSENT | Heat recovery for IAQ mechanical ventilation ABSENT | Heat recovery for IAQ mechanical ventilation ABSENT | Heat recovery for IAQ mechanical ventilation ABSENT | Heat recovery for IAQ mechanical ventilation ABSENT | Heat recovery for IAQ mechanical ventilation ABSENT | Heat recovery for IAQ mechanical ventilation ABSENT | Heat recovery for IAQ mechanical ventilation ABSENT
| 2 |  | Heat recovery for IAQ mechanical ventilation PRESENT | Heat recovery for IAQ mechanical ventilation PRESENT | Heat recovery for IAQ mechanical ventilation PRESENT | Heat recovery for IAQ mechanical ventilation PRESENT | Heat recovery for IAQ mechanical ventilation PRESENT | Heat recovery for IAQ mechanical ventilation PRESENT | Heat recovery for IAQ mechanical ventilation PRESENT | Heat recovery for IAQ mechanical ventilation PRESENT | Heat recovery for IAQ mechanical ventilation PRESENT | Heat recovery for IAQ mechanical ventilation PRESENT

## 3 PlantsCodes
|  |  | Heating | Cooling | AT_Vienna | CZ_Prague | FI_Helsinki | FR_Paris | GE_Berlin | IT_Milan | IT_Rome | RO_Bucharest | SP_Madrid | SP_Seville
HEATING | 2 | Base case |  | - | 0.8 | 1 | 1 | 0.8 | 0.8 | 0.8 | 0.8 | 1 | 0.8 | 0.8
| 3 | Gas boiler | 0.8 | -
| 4 | Condensing gas boiler + radiator | 0.95 | -
| 5 | Condensing gas boiler + air diffuser or fan-coil | 0.97 | -
| 6 | Condensing gas boiler + insulated radiant floor | 0.99 | -
| 7 | Air to water HP
| 8 | GSHP
| 9 | Connection District Heating | 1 | -
| 10 | Biomass boiler | 0.9 | -
COOLING | 0 | no cooling system |  |  | AT_Vienna | CZ_Prague | FI_Helsinki | FR_Paris | GE_Berlin | IT_Milan | IT_Rome | RO_Bucharest | SP_Madrid | SP_Seville
| 11 | Base case |  |  | 2.7 | 2.7 | 2.5 | 2.8 | 2.8 | 3 | 3 | 2.8 | 2.6 | 2.5
| 12 | Air to water HP
| 13 | GSHP - Ground Source Heat Pump
| 20 | Air-Chiller
DHW | 14 | Gas Boiler | 0.8
| 15 | Condensing gas boiler | 0.95
| 16 | Air to water HP
| 17 | GSHP
| 18 | Connection District Heating | 1
| 19 | Biomass boiler | 0.9
EMISSION | 0 | no emission system | - | -
| 1 | Insulated radiant floor | 0.98 | 0.97
| 2 | radiator | 0.93 | -
| 3 | fancoil/split | 0.95 | 0.98
| 4 | air diffuser | 0.92 | 0.97
CONTROL | 1 | climatic control system | 0.86 | 0.9
| 2 | climatic + room indoor control system | 0.98 | 0.98
PERFM. | 0 | Low performance
| 1 | Medium performance
| 2 | High performance
RES-ST | 0 | Solar thermal absent
| 1 | Solar thermal present for DHW
RES-PV | 0 | photovoltaic absent
| 1 | photovoltaic present

## 4 PEF
PRIMARY ENERGY FACTOR - PEF [kWh/kWh] | AT_Vienna | CZ_Prague | FI_Helsinki | FR_Paris | GE_Berlin | IT_Milan | IT_Rome | RO_Bucharest | SP_Madrid | SP_Seville
BASE CASE | 1 | 1.4 | 0.7 | 1 | 1 | 1 | 1 | 1.2 | 1 | 1
GAS | 1 | 1 | 1 | 1 | 1 | 1 | 1 | 1 | 1 | 1
BIOMASS (no-renewable part) | 0.5 | 0.2 | 0.5 | 0.5 | 0.5 | 0.5 | 0.5 | 0.5 | 0.25 | 0.25
DISTRICT HEATING | 1.2 | 1.4 | 0.7 | 1.2 | 1.2 | 1.2 | 1.2 | 1.2 | 1.2 | 1.2
ELECTRICITY | 1.68 | 3.21 | 2.7 | 2.75 | 2.51 | 2.09 | 2.09 | 2.55 | 1.9 | 1.9 | <= 2010
(POLES reference scenario) | 1.52 | 2.83 | 2.64 | 2.62 | 2.18 | 1.88 | 1.88 | 2.44 | 1.83 | 1.83 | <= 2015
| 1.5 | 2.65 | 2.62 | 2.54 | 1.93 | 1.8 | 1.8 | 2.18 | 1.7 | 1.7 | <= 2020
| 1.45 | 2.52 | 2.54 | 2.49 | 1.74 | 1.72 | 1.72 | 2 | 1.61 | 1.61 | <= 2025
| 1.43 | 2.45 | 2.51 | 2.43 | 1.67 | 1.67 | 1.67 | 1.95 | 1.59 | 1.59 | <= 2030

## AT_Vienna
| CLIMATE ZONE | [20 empty] | AT_Vienna
| Energy efficiency measure or package of measures - RESIDENTIAL | [20 empty] | INVESTMENT COST [€/m2] | [35 empty] | (NET) PRIMARY ENERGY [kWh/m2]
Year | Nº |  | Code variant | [18 empty] | Codes Cost database(*) | [16 empty] | SFH | Codes Cost database | [16 empty] | AB | [6 empty] | SFH | [6 empty] | AB
|  | Variant E+ | e | w | c | L | HR | E | W | C | HR |  | HE | CO | HE-E | CO-E | C | L | DHW | RES-ST | RES-PV | R | W | B | Win | NC | SS | HR I | HR II | L | - | - | HE | CO | E | Control | DHW-ST | PV | 140 | R | W | B | Win | NC | SS | HR I | HR II | L | - | - | HE | CO | E | Control | DHW-ST | PV | 990 | H | C | DHW | L | AUX | RES-E | 140 | Heating | Cooling | DHW | Lighting | Auxiliary | RES-PV | 990
2010 | 1 | 1 | - | o | o | o | 0 | 1 | 1 | 1 | 1 | 1111 | 2 | 0 | 2 | 0 | 1 | o | 15 | 0 | 0 | 1 | 23 | 0 | 80 | 0 | 102 | 0 | 0 | 0 | - | - | 145 | 0 | 152 | 160 | 0 | 0 | 201.6036 | 1 | 23 | 0 | 81 | 0 | 103 | 0 | 0 | 0 | - | - | 146 | 0 | 153 | 160 | 0 | 0 | 129.2169 | 311.7928 | 0 | 16.5474 | 19.0744 | 1.465 | 0 | 348.8795 | 212.3203 | 0 | 25.5474 | 19.6165 | 1.0223 | 0 | 258.5064
| 2 | 9 | o | o+ | o | o | 0 | 2 | 2 | 1 | 1 | 2211 | 9 | 0 | 1 | 0 | 1 | o | 18 | 0 | 0 | 13 | 33 | 63 | 90 | 0 | 102 | 0 | 0 | 0 | - | - | 136 | 0 | 148 | 160 | 0 | 0 | 339.4296 | 13 | 33 | 63 | 91 | 0 | 103 | 0 | 0 | 0 | - | - | 138 | 0 | 149 | 160 | 0 | 0 | 214.3215 | 90.5865 | 0 | 18.864 | 19.0744 | 0.84779 | 0 | 129.3727 | 91.0775 | 0 | 29.124 | 19.6165 | 0.74447 | 0 | 140.5624
| 3 | 19 | o+ | o+ | o | o | 0 | 3 | 2 | 1 | 1 | 3211 | 9 | 0 | 1 | 0 | 1 | o | 18 | 0 | 0 | 15 | 35 | 65 | 90 | 0 | 102 | 0 | 0 | 0 | - | - | 136 | 0 | 148 | 160 | 0 | 0 | 351.8126 | 15 | 35 | 65 | 91 | 0 | 103 | 0 | 0 | 0 | - | - | 138 | 0 | 149 | 160 | 0 | 0 | 219.2851 | 77.4332 | 0 | 18.864 | 19.0744 | 0.82681 | 0 | 116.1983 | 83.9445 | 0 | 29.124 | 19.6165 | 0.73743 | 0 | 133.4224
| 4 | 23 | o+ | + | o | o | 0 | 3 | 3 | 1 | 1 | 3311 | 8 | 0 | 1 | 0 | 1 | o | 17 | 0 | 0 | 15 | 35 | 65 | 92 | 0 | 102 | 0 | 0 | 0 | - | - | 133 | 0 | 148 | 160 | 0 | 0 | 415.7171 | 15 | 35 | 65 | 93 | 0 | 103 | 0 | 0 | 0 | - | - | 134 | 0 | 149 | 160 | 0 | 0 | 275.1845 | 28.3743 | 0 | 7.5546 | 19.0744 | 0.78963 | 0 | 55.793 | 31.5033 | 0 | 11.7974 | 19.6165 | 0.71079 | 0 | 63.6279
| 5 | 25 | o+ | + | o | o | 1 | 3 | 3 | 1 | 2 | 3312 | 8 | 0 | 1 | 0 | 1 | o | 17 | 0 | 0 | 15 | 35 | 65 | 92 | 0 | 102 | 169 | 167 | 0 | - | - | 133 | 0 | 148 | 160 | 0 | 0 | 434.6271 | 15 | 35 | 65 | 93 | 0 | 103 | 170 | 168 | 0 | - | - | 134 | 0 | 149 | 160 | 0 | 0 | 297.1533 | 20.1162 | 0 | 7.7535 | 19.0744 | 8.2389 | 0 | 55.1829 | 24.2858 | 0 | 12.3869 | 19.6165 | 7.9243 | 0 | 64.2134
| 6 | 31 | + | + | o | o | 0 | 4 | 3 | 1 | 1 | 4311 | 8 | 0 | 1 | 0 | 1 | o | 17 | 0 | 0 | 17 | 37 | 67 | 92 | 0 | 102 | 0 | 0 | 0 | - | - | 133 | 0 | 148 | 160 | 0 | 0 | 436.0717 | 17 | 37 | 67 | 93 | 0 | 103 | 0 | 0 | 0 | - | - | 134 | 0 | 149 | 160 | 0 | 0 | 284.0056 | 25.1985 | 0 | 7.5975 | 19.0744 | 0.77733 | 0 | 52.6477 | 29.8382 | 0 | 11.8471 | 19.6165 | 0.70652 | 0 | 62.0082
| 7 | 33 | + | + | o | o | 1 | 4 | 3 | 1 | 2 | 4312 | 8 | 0 | 1 | 0 | 1 | o | 17 | 0 | 0 | 17 | 37 | 67 | 92 | 0 | 102 | 169 | 167 | 0 | - | - | 133 | 0 | 148 | 160 | 0 | 0 | 454.9817 | 17 | 37 | 67 | 93 | 0 | 103 | 170 | 168 | 0 | - | - | 134 | 0 | 149 | 160 | 0 | 0 | 305.9745 | 17.4711 | 0 | 7.8151 | 19.0744 | 8.226 | 0 | 52.5866 | 22.9803 | 0 | 12.48 | 19.6165 | 7.9208 | 0 | 62.9976
| 8 | 9 | o | o+ | o | o | 0 | 2 | 2 | 1 | 1 | 2211 | 9 | 0 | 1 | 0 | 1 | o | 24 | 1 | 0 | 13 | 33 | 63 | 90 | 0 | 102 | 0 | 0 | 0 | - | - | 136 | 0 | 148 | 160 | 185 | 0 | 350.1656 | 13 | 33 | 63 | 91 | 0 | 103 | 0 | 0 | 0 | - | - | 138 | 0 | 149 | 160 | 186 | 0 | 227.877 | 90.5865 | 0 | 11.1926 | 19.0744 | 0.84779 | 0 | 121.7013 | 91.0775 | 0 | 17.7858 | 19.6165 | 0.74447 | 0 | 129.2242
| 9 | 19 | o+ | o+ | o | o | 0 | 3 | 2 | 1 | 1 | 3211 | 9 | 0 | 1 | 0 | 1 | o | 24 | 1 | 0 | 15 | 35 | 65 | 90 | 0 | 102 | 0 | 0 | 0 | - | - | 136 | 0 | 148 | 160 | 185 | 0 | 362.5486 | 15 | 35 | 65 | 91 | 0 | 103 | 0 | 0 | 0 | - | - | 138 | 0 | 149 | 160 | 186 | 0 | 232.8407 | 77.4332 | 0 | 11.1926 | 19.0744 | 0.82681 | 0 | 108.5269 | 83.9445 | 0 | 17.7858 | 19.6165 | 0.73743 | 0 | 122.0842
| 10 | 23 | o+ | + | o | o | 0 | 3 | 3 | 1 | 1 | 3311 | 8 | 0 | 1 | 0 | 1 | o | 23 | 1 | 0 | 15 | 35 | 65 | 92 | 0 | 102 | 0 | 0 | 0 | - | - | 133 | 0 | 148 | 160 | 185 | 0 | 426.4531 | 15 | 35 | 65 | 93 | 0 | 103 | 0 | 0 | 0 | - | - | 134 | 0 | 149 | 160 | 186 | 0 | 288.74 | 28.3743 | 0 | 4.4824 | 19.0744 | 0.78963 | 0 | 52.7207 | 31.5033 | 0 | 7.2046 | 19.6165 | 0.71079 | 0 | 59.0351
| 11 | 25 | o+ | + | o | o | 1 | 3 | 3 | 1 | 2 | 3312 | 8 | 0 | 1 | 0 | 1 | o | 23 | 1 | 0 | 15 | 35 | 65 | 92 | 0 | 102 | 169 | 167 | 0 | - | - | 133 | 0 | 148 | 160 | 185 | 0 | 445.3631 | 15 | 35 | 65 | 93 | 0 | 103 | 170 | 168 | 0 | - | - | 134 | 0 | 149 | 160 | 186 | 0 | 310.7089 | 20.1162 | 0 | 4.6004 | 19.0744 | 8.2389 | 0 | 52.0298 | 24.2858 | 0 | 7.5646 | 19.6165 | 7.9243 | 0 | 59.3911
| 12 | 31 | + | + | o | o | 0 | 4 | 3 | 1 | 1 | 4311 | 8 | 0 | 1 | 0 | 1 | o | 23 | 1 | 0 | 17 | 37 | 67 | 92 | 0 | 102 | 0 | 0 | 0 | - | - | 133 | 0 | 148 | 160 | 185 | 0 | 446.8077 | 17 | 37 | 67 | 93 | 0 | 103 | 0 | 0 | 0 | - | - | 134 | 0 | 149 | 160 | 186 | 0 | 297.5611 | 25.1985 | 0 | 4.5078 | 19.0744 | 0.77733 | 0 | 49.558 | 29.8382 | 0 | 7.2349 | 19.6165 | 0.70652 | 0 | 57.3961
| 13 | 33 | + | + | o | o | 1 | 4 | 3 | 1 | 2 | 4312 | 8 | 0 | 1 | 0 | 1 | o | 23 | 1 | 0 | 17 | 37 | 67 | 92 | 0 | 102 | 169 | 167 | 0 | - | - | 133 | 0 | 148 | 160 | 185 | 0 | 465.7177 | 17 | 37 | 67 | 93 | 0 | 103 | 170 | 168 | 0 | - | - | 134 | 0 | 149 | 160 | 186 | 0 | 319.53 | 17.4711 | 0 | 4.6369 | 19.0744 | 8.226 | 0 | 49.4084 | 22.9803 | 0 | 7.6215 | 19.6165 | 7.9208 | 0 | 58.139
| 14 | 9 | o | o+ | o | o | 0 | 2 | 2 | 1 | 1 | 2211 | 9 | 0 | 1 | 0 | 1 | o | 24 | 1 | 1 | 13 | 33 | 63 | 90 | 0 | 102 | 0 | 0 | 0 | - | - | 136 | 0 | 148 | 160 | 185 | 184 | 408.1156 | 13 | 33 | 63 | 91 | 0 | 103 | 0 | 0 | 0 | - | - | 138 | 0 | 149 | 160 | 186 | 184 | 263.9348 | 90.5865 | 0 | 11.1926 | 19.0744 | 0.84779 | -28.704 | 92.9973 | 91.0775 | 0 | 17.7858 | 19.6165 | 0.74447 | -18.1033 | 111.121
| 15 | 19 | o+ | o+ | o | o | 0 | 3 | 2 | 1 | 1 | 3211 | 9 | 0 | 1 | 0 | 1 | o | 24 | 1 | 1 | 15 | 35 | 65 | 90 | 0 | 102 | 0 | 0 | 0 | - | - | 136 | 0 | 148 | 160 | 185 | 184 | 420.4986 | 15 | 35 | 65 | 91 | 0 | 103 | 0 | 0 | 0 | - | - | 138 | 0 | 149 | 160 | 186 | 184 | 268.8985 | 77.4332 | 0 | 11.1926 | 19.0744 | 0.82681 | -28.704 | 79.8229 | 83.9445 | 0 | 17.7858 | 19.6165 | 0.73743 | -18.1033 | 103.981
| 16 | 23 | o+ | + | o | o | 0 | 3 | 3 | 1 | 1 | 3311 | 8 | 0 | 1 | 0 | 1 | o | 23 | 1 | 1 | 15 | 35 | 65 | 92 | 0 | 102 | 0 | 0 | 0 | - | - | 133 | 0 | 148 | 160 | 185 | 184 | 484.4031 | 15 | 35 | 65 | 93 | 0 | 103 | 0 | 0 | 0 | - | - | 134 | 0 | 149 | 160 | 186 | 184 | 324.7978 | 28.3743 | 0 | 4.4824 | 19.0744 | 0.78963 | -28.704 | 24.0167 | 31.5033 | 0 | 7.2046 | 19.6165 | 0.71079 | -18.1033 | 40.9318
| 17 | 25 | o+ | + | o | o | 1 | 3 | 3 | 1 | 2 | 3312 | 8 | 0 | 1 | 0 | 1 | o | 23 | 1 | 1 | 15 | 35 | 65 | 92 | 0 | 102 | 169 | 167 | 0 | - | - | 133 | 0 | 148 | 160 | 185 | 184 | 503.3131 | 15 | 35 | 65 | 93 | 0 | 103 | 170 | 168 | 0 | - | - | 134 | 0 | 149 | 160 | 186 | 184 | 346.7667 | 20.1162 | 0 | 4.6004 | 19.0744 | 8.2389 | -28.704 | 23.3258 | 24.2858 | 0 | 7.5646 | 19.6165 | 7.9243 | -18.1033 | 41.2878
| 18 | 31 | + | + | o | o | 0 | 4 | 3 | 1 | 1 | 4311 | 8 | 0 | 1 | 0 | 1 | o | 23 | 1 | 1 | 17 | 37 | 67 | 92 | 0 | 102 | 0 | 0 | 0 | - | - | 133 | 0 | 148 | 160 | 185 | 184 | 504.7577 | 17 | 37 | 67 | 93 | 0 | 103 | 0 | 0 | 0 | - | - | 134 | 0 | 149 | 160 | 186 | 184 | 333.6189 | 25.1985 | 0 | 4.5078 | 19.0744 | 0.77733 | -28.704 | 20.854 | 29.8382 | 0 | 7.2349 | 19.6165 | 0.70652 | -18.1033 | 39.2928
| 19 | 33 | + | + | o | o | 1 | 4 | 3 | 1 | 2 | 4312 | 8 | 0 | 1 | 0 | 1 | o | 23 | 1 | 1 | 17 | 37 | 67 | 92 | 0 | 102 | 169 | 167 | 0 | - | - | 133 | 0 | 148 | 160 | 185 | 184 | 523.6677 | 17 | 37 | 67 | 93 | 0 | 103 | 170 | 168 | 0 | - | - | 134 | 0 | 149 | 160 | 186 | 184 | 355.5878 | 17.4711 | 0 | 4.6369 | 19.0744 | 8.226 | -28.704 | 20.7044 | 22.9803 | 0 | 7.6215 | 19.6165 | 7.9208 | -18.1033 | 40.0357
| 20 | 21 |  |  |  |  | 1 | 3 | 2 | 1 | 2 | 3212 | 9 | 0 | 2 | 0 | 1 | o | 18 | 0 | 0 | 15 | 35 | 65 | 90 | 0 | 102 | 169 | 167 | 0 | - | - | 136 | 0 | 152 | 160 | 0 | 0 | 348.7626 | 15 | 35 | 65 | 91 | 0 | 103 | 170 | 168 | 0 | - | - | 138 | 0 | 153 | 160 | 0 | 0 | 216.854 | 57.5653 | 0 | 18.864 | 19.0744 | 8.2771 | 0 | 103.7807 | 65.5156 | 0 | 29.124 | 19.6165 | 7.9523 | 0 | 122.2084
| 21 | 27 |  |  |  |  | 0 | 4 | 2 | 1 | 1 | 4211 | 9 | 0 | 2 | 0 | 1 | o | 18 | 0 | 0 | 17 | 37 | 67 | 90 | 0 | 102 | 0 | 0 | 0 | - | - | 136 | 0 | 152 | 160 | 0 | 0 | 350.2072 | 17 | 37 | 67 | 91 | 0 | 103 | 0 | 0 | 0 | - | - | 138 | 0 | 153 | 160 | 0 | 0 | 203.7062 | 72.829 | 0 | 18.864 | 19.0744 | 0.81335 | 0 | 111.5808 | 83.8 | 0 | 29.124 | 19.6165 | 0.73354 | 0 | 133.274
| 22 | 33 |  |  |  |  | 1 | 4 | 3 | 1 | 2 | 4312 | 9 | 0 | 2 | 0 | 1 | o | 24 | 1 | 1 | 17 | 37 | 67 | 92 | 0 | 102 | 169 | 167 | 0 | - | - | 136 | 0 | 152 | 160 | 185 | 184 | 445.6839 | 17 | 37 | 67 | 93 | 0 | 103 | 170 | 168 | 0 | - | - | 138 | 0 | 153 | 160 | 186 | 184 | 282.5476 | 44.4392 | 0 | 11.1926 | 19.0744 | 8.226 | -28.704 | 54.2282 | 56.5112 | 0 | 17.7858 | 19.6165 | 7.9208 | -18.1033 | 83.7309
| 23 | 33 |  |  |  |  | 1 | 4 | 3 | 1 | 2 | 4312 | 8 | 0 | 1 | 0 | 1 | o | 23 | 1 | 1 | 17 | 37 | 67 | 92 | 0 | 102 | 169 | 167 | 0 | - | - | 133 | 0 | 148 | 160 | 185 | 184 | 523.6677 | 17 | 37 | 67 | 93 | 0 | 103 | 170 | 168 | 0 | - | - | 134 | 0 | 149 | 160 | 186 | 184 | 355.5878 | 17.4711 | 0 | 4.6369 | 19.0744 | 8.226 | -28.704 | 20.7044 | 22.9803 | 0 | 7.6215 | 19.6165 | 7.9208 | -18.1033 | 40.0357
| 24 | 31 |  |  |  |  | 0 | 4 | 3 | 1 | 1 | 4311 | 9 | 0 | 2 | 0 | 1 | o | 24 | 1 | 0 | 17 | 37 | 67 | 92 | 0 | 102 | 0 | 0 | 0 | - | - | 136 | 0 | 152 | 160 | 185 | 0 | 368.8239 | 17 | 37 | 67 | 93 | 0 | 103 | 0 | 0 | 0 | - | - | 138 | 0 | 153 | 160 | 186 | 0 | 224.521 | 65.9298 | 0 | 11.1926 | 19.0744 | 0.77733 | 0 | 96.9741 | 77.2957 | 0 | 17.7858 | 19.6165 | 0.70652 | 0 | 115.4045
| 25 | 27 |  |  |  |  | 0 | 4 | 2 | 1 | 1 | 4211 | 9 | 0 | 1 | 0 | 1 | o | 24 | 1 | 1 | 17 | 37 | 67 | 90 | 0 | 102 | 0 | 0 | 0 | - | - | 136 | 0 | 148 | 160 | 185 | 184 | 440.8532 | 17 | 37 | 67 | 91 | 0 | 103 | 0 | 0 | 0 | - | - | 138 | 0 | 149 | 160 | 186 | 184 | 277.7196 | 69.1133 | 0 | 11.1926 | 19.0744 | 0.81335 | -28.704 | 71.4896 | 79.5245 | 0 | 17.7858 | 19.6165 | 0.73354 | -18.1033 | 99.5571
| 26 | 33 |  |  |  |  | 1 | 4 | 3 | 1 | 2 | 4312 | 8 | 0 | 1 | 0 | 1 | o | 23 | 1 | 1 | 17 | 37 | 67 | 92 | 0 | 102 | 169 | 167 | 0 | - | - | 133 | 0 | 148 | 160 | 185 | 184 | 523.6677 | 17 | 37 | 67 | 93 | 0 | 103 | 170 | 168 | 0 | - | - | 134 | 0 | 149 | 160 | 186 | 184 | 355.5878 | 17.4711 | 0 | 4.6369 | 19.0744 | 8.226 | -28.704 | 20.7044 | 22.9803 | 0 | 7.6215 | 19.6165 | 7.9208 | -18.1033 | 40.0357
| 27 | 31 |  |  |  |  | 0 | 4 | 3 | 1 | 1 | 4311 | 8 | 0 | 1 | 0 | 1 | o | 23 | 1 | 1 | 17 | 37 | 67 | 92 | 0 | 102 | 0 | 0 | 0 | - | - | 133 | 0 | 148 | 160 | 185 | 184 | 504.7577 | 17 | 37 | 67 | 93 | 0 | 103 | 0 | 0 | 0 | - | - | 134 | 0 | 149 | 160 | 186 | 184 | 333.6189 | 25.1985 | 0 | 4.5078 | 19.0744 | 0.77733 | -28.704 | 20.854 | 29.8382 | 0 | 7.2349 | 19.6165 | 0.70652 | -18.1033 | 39.2928
[58 empty] | Energy use[kWh/m2y] - SFH | [6 empty] | Energy use[kWh/m2y] - AB
| Nº | Variant E+ | e | w | c | L | HR | E | W | C | HR |  | HE | CO | HE-E | CO-E | C | L | DHW | RES-ST | RES-PV | R | W | B | Win | NC | SS | HR I | HR II | L | Performance | HE Code | HE | CO | E | Control | DHW-ST | PV | Total SFH | Roof | Walls | Basement | Windows | NC | SS | Heat Recovery - grilles and ducts | Heat Recovery - unit | L |  |  | Heating Generation | CO | Emission | Control | Thermal Solar | PV | Total AB | H | C | DHW | L | AUX | RES-E | - | H | C | DHW | L | AUX | RES-E | -
2010 | 1 | 1 | - | o | o | o | 0 | 1 | 1 | 1 | 1 | 1111 | 2 | 0 | 2 | 0 | 1 | o | 15 | 0 | 0 | 23.2504 | 23.9206 |  | 22.0155 | [5 empty] | 0 | 62 | 38.3029 |  | 85.4 | 8.7143 |  |  | 28224.5095 | 11.2508 | 7.8635 |  | 20.2793 | [5 empty] | 0 | 65 | 12.9509 |  | 75.64 | 1.2323 |  |  | 127924.7392 | 311.7928 | 0 | 16.5474 | 11.3538 | 0.87203 | 0 | - | 212.3203 | 0 | 25.5474 | 11.6765 | 0.60852 | 0 | -
| 2 | 9 | o | o+ | o | o | 0 | 2 | 2 | 1 | 1 | 2211 | 9 | 0 | 1 | 0 | 1 | o | 18 | 0 | 0 | 22.158 | 79.5375 | 25.5001 | 63.0454 | [5 empty] | 2 | 64 | 33.1143 |  | 107.36 | 8.7143 |  |  | 47520.1414 | 10.7222 | 26.1467 | 12.3395 | 58.0735 | [5 empty] | 2 | 67 | 5.7673 |  | 100.04 | 1.2323 |  |  | 212178.2495 | 75.4888 | 0 | 15.72 | 11.3538 | 0.50464 | 0 | - | 75.8979 | 0 | 24.27 | 11.6765 | 0.44314 | 0 | -
| 3 | 19 | o+ | o+ | o | o | 0 | 3 | 2 | 1 | 1 | 3211 | 9 | 0 | 1 | 0 | 1 | o | 18 | 0 | 0 | 24.1989 | 86.1657 | 29.2141 | 63.0454 | [5 empty] | 2 | 64 | 33.1143 |  | 107.36 | 8.7143 |  |  | 49253.7583 | 11.7098 | 28.3256 | 14.1367 | 58.0735 | [5 empty] | 2 | 67 | 5.7673 |  | 100.04 | 1.2323 |  |  | 217092.268 | 64.5276 | 0 | 15.72 | 11.3538 | 0.49215 | 0 | - | 69.9538 | 0 | 24.27 | 11.6765 | 0.43895 | 0 | -
| 4 | 23 | o+ | + | o | o | 0 | 3 | 3 | 1 | 1 | 3311 | 8 | 0 | 1 | 0 | 1 | o | 17 | 0 | 0 | 24.1989 | 86.1657 | 29.2141 | 70.926 | [5 empty] | 2 | 64 | 89.1381 |  | 107.36 | 8.7143 |  |  | 58200.389 | 11.7098 | 28.3256 | 14.1367 | 65.3327 | [5 empty] | 2 | 67 | 54.4074 |  | 100.04 | 1.2323 |  |  | 272432.6164 | 16.8895 | 0 | 4.4968 | 11.3538 | 0.47002 | 0 | - | 18.752 | 0 | 7.0223 | 11.6765 | 0.42309 | 0 | -
| 5 | 25 | o+ | + | o | o | 1 | 3 | 3 | 1 | 2 | 3312 | 8 | 0 | 1 | 0 | 1 | o | 17 | 0 | 0 | 24.1989 | 86.1657 | 29.2141 | 70.926 |  |  | 6.8625 | 12.0475 |  | 2 | 64 | 89.1381 |  | 107.36 | 8.7143 |  |  | 60847.789 | 11.7098 | 28.3256 | 14.1367 | 65.3327 |  |  | 8.3909 | 13.578 |  | 2 | 67 | 54.4074 |  | 100.04 | 1.2323 |  |  | 294181.8004 | 11.9739 | 0 | 4.6152 | 11.3538 | 4.9041 | 0 | - | 14.4558 | 0 | 7.3731 | 11.6765 | 4.7168 | 0 | -
| 6 | 31 | + | + | o | o | 0 | 4 | 3 | 1 | 1 | 4311 | 8 | 0 | 1 | 0 | 1 | o | 17 | 0 | 0 | 26.2397 | 92.7938 | 40.8997 | 70.926 | [5 empty] | 2 | 64 | 89.1381 |  | 107.36 | 8.7143 |  |  | 61050.0383 | 12.6974 | 30.5045 | 19.7913 | 65.3327 | [5 empty] | 2 | 67 | 54.4074 |  | 100.04 | 1.2323 |  |  | 281165.5343 | 14.9991 | 0 | 4.5223 | 11.3538 | 0.46269 | 0 | - | 17.7608 | 0 | 7.0518 | 11.6765 | 0.42055 | 0 | -
| 7 | 33 | + | + | o | o | 1 | 4 | 3 | 1 | 2 | 4312 | 8 | 0 | 1 | 0 | 1 | o | 17 | 0 | 0 | 26.2397 | 92.7938 | 40.8997 | 70.926 |  |  | 6.8625 | 12.0475 |  | 2 | 64 | 89.1381 |  | 107.36 | 8.7143 |  |  | 63697.4383 | 12.6974 | 30.5045 | 19.7913 | 65.3327 |  |  | 8.3909 | 13.578 |  | 2 | 67 | 54.4074 |  | 100.04 | 1.2323 |  |  | 302914.7183 | 10.3995 | 0 | 4.6518 | 11.3538 | 4.8964 | 0 | - | 13.6788 | 0 | 7.4286 | 11.6765 | 4.7147 | 0 | -
| 8 | 9 | o | o+ | o | o | 0 | 2 | 2 | 1 | 1 | 2211 | 9 | 0 | 1 | 0 | 1 | o | 24 | 1 | 0 | 22.158 | 79.5375 | 25.5001 | 63.0454 | [5 empty] | 2 | 64 | 33.1143 |  | 107.36 | 8.7143 | 10.736 |  | 49023.1814 | 10.7222 | 26.1467 | 12.3395 | 58.0735 | [5 empty] | 2 | 67 | 5.7673 |  | 100.04 | 1.2323 | 13.5556 |  | 225598.2495 | 75.4888 | 0 | 9.3271 | 11.3538 | 0.50464 | 0 | - | 75.8979 | 0 | 14.8215 | 11.6765 | 0.44314 | 0 | -
| 9 | 19 | o+ | o+ | o | o | 0 | 3 | 2 | 1 | 1 | 3211 | 9 | 0 | 1 | 0 | 1 | o | 24 | 1 | 0 | 24.1989 | 86.1657 | 29.2141 | 63.0454 | [5 empty] | 2 | 64 | 33.1143 |  | 107.36 | 8.7143 | 10.736 |  | 50756.7983 | 11.7098 | 28.3256 | 14.1367 | 58.0735 | [5 empty] | 2 | 67 | 5.7673 |  | 100.04 | 1.2323 | 13.5556 |  | 230512.268 | 64.5276 | 0 | 9.3271 | 11.3538 | 0.49215 | 0 | - | 69.9538 | 0 | 14.8215 | 11.6765 | 0.43895 | 0 | -
| 10 | 23 | o+ | + | o | o | 0 | 3 | 3 | 1 | 1 | 3311 | 8 | 0 | 1 | 0 | 1 | o | 23 | 1 | 0 | 24.1989 | 86.1657 | 29.2141 | 70.926 | [5 empty] | 2 | 64 | 89.1381 |  | 107.36 | 8.7143 | 10.736 |  | 59703.429 | 11.7098 | 28.3256 | 14.1367 | 65.3327 | [5 empty] | 2 | 67 | 54.4074 |  | 100.04 | 1.2323 | 13.5556 |  | 285852.6164 | 16.8895 | 0 | 2.6681 | 11.3538 | 0.47002 | 0 | - | 18.752 | 0 | 4.2884 | 11.6765 | 0.42309 | 0 | -
| 11 | 25 | o+ | + | o | o | 1 | 3 | 3 | 1 | 2 | 3312 | 8 | 0 | 1 | 0 | 1 | o | 23 | 1 | 0 | 24.1989 | 86.1657 | 29.2141 | 70.926 |  |  | 6.8625 | 12.0475 |  | 2 | 64 | 89.1381 |  | 107.36 | 8.7143 | 10.736 |  | 62350.829 | 11.7098 | 28.3256 | 14.1367 | 65.3327 |  |  | 8.3909 | 13.578 |  | 2 | 67 | 54.4074 |  | 100.04 | 1.2323 | 13.5556 |  | 307601.8004 | 11.9739 | 0 | 2.7383 | 11.3538 | 4.9041 | 0 | - | 14.4558 | 0 | 4.5027 | 11.6765 | 4.7168 | 0 | -
| 12 | 31 | + | + | o | o | 0 | 4 | 3 | 1 | 1 | 4311 | 8 | 0 | 1 | 0 | 1 | o | 23 | 1 | 0 | 26.2397 | 92.7938 | 40.8997 | 70.926 | [5 empty] | 2 | 64 | 89.1381 |  | 107.36 | 8.7143 | 10.736 |  | 62553.0783 | 12.6974 | 30.5045 | 19.7913 | 65.3327 | [5 empty] | 2 | 67 | 54.4074 |  | 100.04 | 1.2323 | 13.5556 |  | 294585.5343 | 14.9991 | 0 | 2.6832 | 11.3538 | 0.46269 | 0 | - | 17.7608 | 0 | 4.3065 | 11.6765 | 0.42055 | 0 | -
| 13 | 33 | + | + | o | o | 1 | 4 | 3 | 1 | 2 | 4312 | 8 | 0 | 1 | 0 | 1 | o | 23 | 1 | 0 | 26.2397 | 92.7938 | 40.8997 | 70.926 |  |  | 6.8625 | 12.0475 |  | 2 | 64 | 89.1381 |  | 107.36 | 8.7143 | 10.736 |  | 65200.4783 | 12.6974 | 30.5045 | 19.7913 | 65.3327 |  |  | 8.3909 | 13.578 |  | 2 | 67 | 54.4074 |  | 100.04 | 1.2323 | 13.5556 |  | 316334.7183 | 10.3995 | 0 | 2.7601 | 11.3538 | 4.8964 | 0 | - | 13.6788 | 0 | 4.5366 | 11.6765 | 4.7147 | 0 | -
| 14 | 9 | o | o+ | o | o | 0 | 2 | 2 | 1 | 1 | 2211 | 9 | 0 | 1 | 0 | 1 | o | 24 | 1 | 1 | 22.158 | 79.5375 | 25.5001 | 63.0454 | [5 empty] | 2 | 64 | 33.1143 |  | 107.36 | 8.7143 | 10.736 | 57.95 | 57136.1814 | 10.7222 | 26.1467 | 12.3395 | 58.0735 | [5 empty] | 2 | 67 | 5.7673 |  | 100.04 | 1.2323 | 13.5556 | 36.0578 | 261295.4495 | 75.4888 | 0 | 9.3271 | 11.3538 | 0.50464 | -17.0857 | - | 75.8979 | 0 | 14.8215 | 11.6765 | 0.44314 | -10.7758 | -
| 15 | 19 | o+ | o+ | o | o | 0 | 3 | 2 | 1 | 1 | 3211 | 9 | 0 | 1 | 0 | 1 | o | 24 | 1 | 1 | 24.1989 | 86.1657 | 29.2141 | 63.0454 | [5 empty] | 2 | 64 | 33.1143 |  | 107.36 | 8.7143 | 10.736 | 57.95 | 58869.7983 | 11.7098 | 28.3256 | 14.1367 | 58.0735 | [5 empty] | 2 | 67 | 5.7673 |  | 100.04 | 1.2323 | 13.5556 | 36.0578 | 266209.468 | 64.5276 | 0 | 9.3271 | 11.3538 | 0.49215 | -17.0857 | - | 69.9538 | 0 | 14.8215 | 11.6765 | 0.43895 | -10.7758 | -
| 16 | 23 | o+ | + | o | o | 0 | 3 | 3 | 1 | 1 | 3311 | 8 | 0 | 1 | 0 | 1 | o | 23 | 1 | 1 | 24.1989 | 86.1657 | 29.2141 | 70.926 | [5 empty] | 2 | 64 | 89.1381 |  | 107.36 | 8.7143 | 10.736 | 57.95 | 67816.429 | 11.7098 | 28.3256 | 14.1367 | 65.3327 | [5 empty] | 2 | 67 | 54.4074 |  | 100.04 | 1.2323 | 13.5556 | 36.0578 | 321549.8164 | 16.8895 | 0 | 2.6681 | 11.3538 | 0.47002 | -17.0857 | - | 18.752 | 0 | 4.2884 | 11.6765 | 0.42309 | -10.7758 | -
| 17 | 25 | o+ | + | o | o | 1 | 3 | 3 | 1 | 2 | 3312 | 8 | 0 | 1 | 0 | 1 | o | 23 | 1 | 1 | 24.1989 | 86.1657 | 29.2141 | 70.926 |  |  | 6.8625 | 12.0475 |  | 2 | 64 | 89.1381 |  | 107.36 | 8.7143 | 10.736 | 57.95 | 70463.829 | 11.7098 | 28.3256 | 14.1367 | 65.3327 |  |  | 8.3909 | 13.578 |  | 2 | 67 | 54.4074 |  | 100.04 | 1.2323 | 13.5556 | 36.0578 | 343299.0004 | 11.9739 | 0 | 2.7383 | 11.3538 | 4.9041 | -17.0857 | - | 14.4558 | 0 | 4.5027 | 11.6765 | 4.7168 | -10.7758 | -
| 18 | 31 | + | + | o | o | 0 | 4 | 3 | 1 | 1 | 4311 | 8 | 0 | 1 | 0 | 1 | o | 23 | 1 | 1 | 26.2397 | 92.7938 | 40.8997 | 70.926 | [5 empty] | 2 | 64 | 89.1381 |  | 107.36 | 8.7143 | 10.736 | 57.95 | 70666.0783 | 12.6974 | 30.5045 | 19.7913 | 65.3327 | [5 empty] | 2 | 67 | 54.4074 |  | 100.04 | 1.2323 | 13.5556 | 36.0578 | 330282.7343 | 14.9991 | 0 | 2.6832 | 11.3538 | 0.46269 | -17.0857 | - | 17.7608 | 0 | 4.3065 | 11.6765 | 0.42055 | -10.7758 | -
| 19 | 33 | + | + | o | o | 1 | 4 | 3 | 1 | 2 | 4312 | 8 | 0 | 1 | 0 | 1 | o | 23 | 1 | 1 | 26.2397 | 92.7938 | 40.8997 | 70.926 |  |  | 6.8625 | 12.0475 |  | 2 | 64 | 89.1381 |  | 107.36 | 8.7143 | 10.736 | 57.95 | 73313.4783 | 12.6974 | 30.5045 | 19.7913 | 65.3327 |  |  | 8.3909 | 13.578 |  | 2 | 67 | 54.4074 |  | 100.04 | 1.2323 | 13.5556 | 36.0578 | 352031.9183 | 10.3995 | 0 | 2.7601 | 11.3538 | 4.8964 | -17.0857 | - | 13.6788 | 0 | 4.5366 | 11.6765 | 4.7147 | -10.7758 | -
| 20 | 21 |  |  |  |  | 1 | 3 | 2 | 1 | 2 | 3212 | 9 | 0 | 2 | 0 | 1 | o | 18 | 0 | 0 | 24.1989 | 86.1657 | 29.2141 | 63.0454 |  |  | 6.8625 | 12.0475 |  | 2 | 64 | 33.1143 |  | 85.4 | 8.7143 |  |  | 48826.7583 | 11.7098 | 28.3256 | 14.1367 | 58.0735 |  |  | 8.3909 | 13.578 |  | 2 | 67 | 5.7673 |  | 75.64 | 1.2323 |  |  | 214685.452 | 47.9711 | 0 | 15.72 | 11.3538 | 4.9268 | 0 | - | 54.5963 | 0 | 24.27 | 11.6765 | 4.7335 | 0 | -
| 21 | 27 |  |  |  |  | 0 | 4 | 2 | 1 | 1 | 4211 | 9 | 0 | 2 | 0 | 1 | o | 18 | 0 | 0 | 26.2397 | 92.7938 | 40.8997 | 63.0454 | [5 empty] | 2 | 64 | 33.1143 |  | 85.4 | 8.7143 |  |  | 49029.0076 | 12.6974 | 30.5045 | 19.7913 | 58.0735 | [5 empty] | 2 | 67 | 5.7673 |  | 75.64 | 1.2323 |  |  | 201669.1859 | 60.6909 | 0 | 15.72 | 11.3538 | 0.48413 | 0 | - | 69.8334 | 0 | 24.27 | 11.6765 | 0.43663 | 0 | -
| 22 | 33 |  |  |  |  | 1 | 4 | 3 | 1 | 2 | 4312 | 9 | 0 | 2 | 0 | 1 | o | 24 | 1 | 1 | 26.2397 | 92.7938 | 40.8997 | 70.926 |  |  | 6.8625 | 12.0475 |  | 2 | 64 | 33.1143 |  | 85.4 | 8.7143 | 10.736 | 57.95 | 62395.7414 | 12.6974 | 30.5045 | 19.7913 | 65.3327 |  |  | 8.3909 | 13.578 |  | 2 | 67 | 5.7673 |  | 75.64 | 1.2323 | 13.5556 | 36.0578 | 279722.1623 | 37.0327 | 0 | 9.3271 | 11.3538 | 4.8964 | -17.0857 | - | 47.0926 | 0 | 14.8215 | 11.6765 | 4.7147 | -10.7758 | -
| 23 | 33 |  |  |  |  | 1 | 4 | 3 | 1 | 2 | 4312 | 8 | 0 | 1 | 0 | 1 | o | 23 | 1 | 1 | 26.2397 | 92.7938 | 40.8997 | 70.926 |  |  | 6.8625 | 12.0475 |  | 2 | 64 | 89.1381 |  | 107.36 | 8.7143 | 10.736 | 57.95 | 73313.4783 | 12.6974 | 30.5045 | 19.7913 | 65.3327 |  |  | 8.3909 | 13.578 |  | 2 | 67 | 54.4074 |  | 100.04 | 1.2323 | 13.5556 | 36.0578 | 352031.9183 | 10.3995 | 0 | 2.7601 | 11.3538 | 4.8964 | -17.0857 | - | 13.6788 | 0 | 4.5366 | 11.6765 | 4.7147 | -10.7758 | -
| 24 | 31 |  |  |  |  | 0 | 4 | 3 | 1 | 1 | 4311 | 9 | 0 | 2 | 0 | 1 | o | 24 | 1 | 0 | 26.2397 | 92.7938 | 40.8997 | 70.926 | [5 empty] | 2 | 64 | 33.1143 |  | 85.4 | 8.7143 | 10.736 |  | 51635.3414 | 12.6974 | 30.5045 | 19.7913 | 65.3327 | [5 empty] | 2 | 67 | 5.7673 |  | 75.64 | 1.2323 | 13.5556 |  | 222275.7783 | 54.9415 | 0 | 9.3271 | 11.3538 | 0.46269 | 0 | - | 64.4131 | 0 | 14.8215 | 11.6765 | 0.42055 | 0 | -
| 25 | 27 |  |  |  |  | 0 | 4 | 2 | 1 | 1 | 4211 | 9 | 0 | 1 | 0 | 1 | o | 24 | 1 | 1 | 26.2397 | 92.7938 | 40.8997 | 63.0454 | [5 empty] | 2 | 64 | 33.1143 |  | 107.36 | 8.7143 | 10.736 | 57.95 | 61719.4476 | 12.6974 | 30.5045 | 19.7913 | 58.0735 | [5 empty] | 2 | 67 | 5.7673 |  | 100.04 | 1.2323 | 13.5556 | 36.0578 | 274942.3859 | 57.5944 | 0 | 9.3271 | 11.3538 | 0.48413 | -17.0857 | - | 66.2704 | 0 | 14.8215 | 11.6765 | 0.43663 | -10.7758 | -
| 26 | 33 |  |  |  |  | 1 | 4 | 3 | 1 | 2 | 4312 | 8 | 0 | 1 | 0 | 1 | o | 23 | 1 | 1 | 26.2397 | 92.7938 | 40.8997 | 70.926 |  |  | 6.8625 | 12.0475 |  | 2 | 64 | 89.1381 |  | 107.36 | 8.7143 | 10.736 | 57.95 | 73313.4783 | 12.6974 | 30.5045 | 19.7913 | 65.3327 |  |  | 8.3909 | 13.578 |  | 2 | 67 | 54.4074 |  | 100.04 | 1.2323 | 13.5556 | 36.0578 | 352031.9183 | 10.3995 | 0 | 2.7601 | 11.3538 | 4.8964 | -17.0857 | - | 13.6788 | 0 | 4.5366 | 11.6765 | 4.7147 | -10.7758 | -
| 27 | 31 |  |  |  |  | 0 | 4 | 3 | 1 | 1 | 4311 | 8 | 0 | 1 | 0 | 1 | o | 23 | 1 | 1 | 26.2397 | 92.7938 | 40.8997 | 70.926 | [5 empty] | 2 | 64 | 89.1381 |  | 107.36 | 8.7143 | 10.736 | 57.95 | 70666.0783 | 12.6974 | 30.5045 | 19.7913 | 65.3327 | [5 empty] | 2 | 67 | 54.4074 |  | 100.04 | 1.2323 | 13.5556 | 36.0578 | 330282.7343 | 14.9991 | 0 | 2.6832 | 11.3538 | 0.46269 | -17.0857 | - | 17.7608 | 0 | 4.3065 | 11.6765 | 0.42055 | -10.7758 | -
| Energy efficiency measure or package of measures - RESIDENTIAL | [20 empty] | INVESTMENT COST [€/m2] | [35 empty] | (NET) PRIMARY ENERGY [kWh/m2]
Year | Nº |  | Code variant | [18 empty] | Codes Cost database(*) | [16 empty] | SFH | Codes Cost database | [16 empty] | AB | [6 empty] | SFH | [6 empty] | AB
|  | Variant E+ | e | w | c | L | HR | E | W | C | HR |  | HE | CO | HE-E | CO-E | C | L | DHW | RES-ST | RES-PV | R | W | B | Win | NC | SS | HR I | HR II | L | - | - | HE | CO | E | Control | DHW-ST | PV | 140 | R | W | B | Win | NC | SS | HR I | HR II | L | - | - | HE | CO | E | Control | DHW-ST | PV | 990 | H | C | DHW | L | AUX | RES-E | 140 | Heating | Cooling | DHW | Lighting | Auxiliary | RES-PV | 990
2020 | 1 | 1 | - | o | o | o | 0 | 1 | 1 | 1 | 1 | 1111 | 2 | 11 | 2 | 3 | 1 | o | 15 | 0 | 0 | 1 | 23 | 0 | 80 | 0 | 102 | 0 | 0 | 0 | - | - | 145 | 0 | 152 | 160 | 0 | 0 | 198.6041 | 1 | 23 | 0 | 81 | 0 | 103 | 0 | 0 | 0 | - | - | 146 | 0 | 153 | 160 | 0 | 0 | 127.7623 | 311.7928 | 6.5961 | 16.5474 | 17.0307 | 1.308 | 0 | 353.275 | 212.3203 | 4.5886 | 25.5474 | 17.5147 | 0.91278 | 0 | 260.8837
| 2 | 9 | o | o+ | o | o | 0 | 2 | 2 | 1 | 1 | 2211 | 9 | 11 | 1 | 1 | 1 | o | 18 | 0 | 0 | 13 | 33 | 63 | 90 | 0 | 102 | 0 | 0 | 0 | - | - | 136 | 0 | 148 | 160 | 0 | 0 | 331.2638 | 13 | 33 | 63 | 91 | 0 | 103 | 0 | 0 | 0 | - | - | 138 | 0 | 149 | 160 | 0 | 0 | 210.4533 | 90.5865 | 7.544 | 18.864 | 17.0307 | 0.75696 | 0 | 134.7821 | 91.0775 | 6.6319 | 29.124 | 17.5147 | 0.6647 | 0 | 145.0128
| 3 | 19 | o+ | o+ | o | o | 0 | 3 | 2 | 1 | 1 | 3211 | 9 | 11 | 1 | 1 | 1 | o | 18 | 0 | 0 | 15 | 35 | 65 | 90 | 0 | 102 | 0 | 0 | 0 | - | - | 136 | 0 | 148 | 160 | 0 | 0 | 342.9811 | 15 | 35 | 65 | 91 | 0 | 103 | 0 | 0 | 0 | - | - | 138 | 0 | 149 | 160 | 0 | 0 | 215.15 | 77.4332 | 8.0226 | 18.864 | 17.0307 | 0.73822 | 0 | 122.0887 | 83.9445 | 7.0249 | 29.124 | 17.5147 | 0.65842 | 0 | 138.2665
| 4 | 23 | o+ | + | o | o | 0 | 3 | 3 | 1 | 1 | 3311 | 8 | 13 | 1 | 1 | 1 | o | 17 | 0 | 0 | 15 | 35 | 65 | 92 | 0 | 102 | 0 | 0 | 0 | - | - | 133 | 0 | 148 | 160 | 0 | 0 | 401.9775 | 15 | 35 | 65 | 93 | 0 | 103 | 0 | 0 | 0 | - | - | 134 | 0 | 149 | 160 | 0 | 0 | 268.0021 | 25.3342 | 6.2916 | 6.7452 | 17.0307 | 0.70503 | 0 | 56.1067 | 28.1279 | 5.1122 | 10.5334 | 17.5147 | 0.63463 | 0 | 61.9228
| 5 | 25 | o+ | + | o | o | 1 | 3 | 3 | 1 | 2 | 3312 | 8 | 13 | 1 | 1 | 1 | o | 17 | 0 | 0 | 15 | 35 | 65 | 92 | 0 | 102 | 169 | 167 | 0 | - | - | 133 | 0 | 148 | 160 | 0 | 0 | 420.6466 | 15 | 35 | 65 | 93 | 0 | 103 | 170 | 168 | 0 | - | - | 134 | 0 | 149 | 160 | 0 | 0 | 289.6994 | 17.9609 | 6.2635 | 6.9227 | 17.0307 | 7.3561 | 0 | 55.534 | 21.6837 | 5.0601 | 11.0597 | 17.5147 | 7.0752 | 0 | 62.3935
| 6 | 31 | + | + | o | o | 0 | 4 | 3 | 1 | 1 | 4311 | 8 | 13 | 1 | 1 | 1 | o | 17 | 0 | 0 | 17 | 37 | 67 | 92 | 0 | 102 | 0 | 0 | 0 | - | - | 133 | 0 | 148 | 160 | 0 | 0 | 421.2378 | 17 | 37 | 67 | 93 | 0 | 103 | 0 | 0 | 0 | - | - | 134 | 0 | 149 | 160 | 0 | 0 | 276.349 | 22.4987 | 6.6193 | 6.7835 | 17.0307 | 0.69404 | 0 | 53.6262 | 26.6412 | 5.3329 | 10.5777 | 17.5147 | 0.63082 | 0 | 60.6974
| 7 | 33 | + | + | o | o | 1 | 4 | 3 | 1 | 2 | 4312 | 8 | 13 | 1 | 1 | 1 | o | 17 | 0 | 0 | 17 | 37 | 67 | 92 | 0 | 102 | 169 | 167 | 0 | - | - | 133 | 0 | 148 | 160 | 0 | 0 | 439.9069 | 17 | 37 | 67 | 93 | 0 | 103 | 170 | 168 | 0 | - | - | 134 | 0 | 149 | 160 | 0 | 0 | 298.0463 | 15.5992 | 6.5919 | 6.9777 | 17.0307 | 7.3447 | 0 | 53.5442 | 20.5181 | 5.28 | 11.1429 | 17.5147 | 7.0721 | 0 | 61.5279
| 8 | 9 | o | o+ | o | o | 0 | 2 | 2 | 1 | 1 | 2211 | 9 | 11 | 1 | 1 | 1 | o | 24 | 1 | 0 | 13 | 33 | 63 | 90 | 0 | 102 | 0 | 0 | 0 | - | - | 136 | 0 | 148 | 160 | 185 | 0 | 341.5704 | 13 | 33 | 63 | 91 | 0 | 103 | 0 | 0 | 0 | - | - | 138 | 0 | 149 | 160 | 186 | 0 | 223.4666 | 90.5865 | 7.544 | 11.1926 | 17.0307 | 0.75696 | 0 | 127.1107 | 91.0775 | 6.6319 | 17.7858 | 17.5147 | 0.6647 | 0 | 133.6747
| 9 | 19 | o+ | o+ | o | o | 0 | 3 | 2 | 1 | 1 | 3211 | 9 | 11 | 1 | 1 | 1 | o | 24 | 1 | 0 | 15 | 35 | 65 | 90 | 0 | 102 | 0 | 0 | 0 | - | - | 136 | 0 | 148 | 160 | 185 | 0 | 353.2876 | 15 | 35 | 65 | 91 | 0 | 103 | 0 | 0 | 0 | - | - | 138 | 0 | 149 | 160 | 186 | 0 | 228.1634 | 77.4332 | 8.0226 | 11.1926 | 17.0307 | 0.73822 | 0 | 114.4173 | 83.9445 | 7.0249 | 17.7858 | 17.5147 | 0.65842 | 0 | 126.9284
| 10 | 23 | o+ | + | o | o | 0 | 3 | 3 | 1 | 1 | 3311 | 8 | 13 | 1 | 1 | 1 | o | 23 | 1 | 0 | 15 | 35 | 65 | 92 | 0 | 102 | 0 | 0 | 0 | - | - | 133 | 0 | 148 | 160 | 185 | 0 | 412.2841 | 15 | 35 | 65 | 93 | 0 | 103 | 0 | 0 | 0 | - | - | 134 | 0 | 149 | 160 | 186 | 0 | 281.0154 | 25.3342 | 6.2916 | 4.0021 | 17.0307 | 0.70503 | 0 | 53.3637 | 28.1279 | 5.1122 | 6.4327 | 17.5147 | 0.63463 | 0 | 57.8221
| 11 | 25 | o+ | + | o | o | 1 | 3 | 3 | 1 | 2 | 3312 | 8 | 13 | 1 | 1 | 1 | o | 23 | 1 | 0 | 15 | 35 | 65 | 92 | 0 | 102 | 169 | 167 | 0 | - | - | 133 | 0 | 148 | 160 | 185 | 0 | 430.9531 | 15 | 35 | 65 | 93 | 0 | 103 | 170 | 168 | 0 | - | - | 134 | 0 | 149 | 160 | 186 | 0 | 302.7127 | 17.9609 | 6.2635 | 4.1075 | 17.0307 | 7.3561 | 0 | 52.7187 | 21.6837 | 5.0601 | 6.7541 | 17.5147 | 7.0752 | 0 | 58.0879
| 12 | 31 | + | + | o | o | 0 | 4 | 3 | 1 | 1 | 4311 | 8 | 13 | 1 | 1 | 1 | o | 23 | 1 | 0 | 17 | 37 | 67 | 92 | 0 | 102 | 0 | 0 | 0 | - | - | 133 | 0 | 148 | 160 | 185 | 0 | 431.5444 | 17 | 37 | 67 | 93 | 0 | 103 | 0 | 0 | 0 | - | - | 134 | 0 | 149 | 160 | 186 | 0 | 289.3623 | 22.4987 | 6.6193 | 4.0248 | 17.0307 | 0.69404 | 0 | 50.8676 | 26.6412 | 5.3329 | 6.4598 | 17.5147 | 0.63082 | 0 | 56.5794
| 13 | 33 | + | + | o | o | 1 | 4 | 3 | 1 | 2 | 4312 | 8 | 13 | 1 | 1 | 1 | o | 23 | 1 | 0 | 17 | 37 | 67 | 92 | 0 | 102 | 169 | 167 | 0 | - | - | 133 | 0 | 148 | 160 | 185 | 0 | 450.2134 | 17 | 37 | 67 | 93 | 0 | 103 | 170 | 168 | 0 | - | - | 134 | 0 | 149 | 160 | 186 | 0 | 311.0596 | 15.5992 | 6.5919 | 4.1401 | 17.0307 | 7.3447 | 0 | 50.7066 | 20.5181 | 5.28 | 6.8049 | 17.5147 | 7.0721 | 0 | 57.1899
| 14 | 9 | o | o+ | o | o | 0 | 2 | 2 | 1 | 1 | 2211 | 9 | 11 | 1 | 1 | 1 | o | 24 | 1 | 1 | 13 | 33 | 63 | 90 | 0 | 102 | 0 | 0 | 0 | - | - | 136 | 0 | 148 | 160 | 185 | 184 | 370.2956 | 13 | 33 | 63 | 91 | 0 | 103 | 0 | 0 | 0 | - | - | 138 | 0 | 149 | 160 | 186 | 184 | 241.3401 | 90.5865 | 7.544 | 11.1926 | 17.0307 | 0.75696 | -25.6286 | 101.4821 | 91.0775 | 6.6319 | 17.7858 | 17.5147 | 0.6647 | -16.1636 | 117.511
| 15 | 19 | o+ | o+ | o | o | 0 | 3 | 2 | 1 | 1 | 3211 | 9 | 11 | 1 | 1 | 1 | o | 24 | 1 | 1 | 15 | 35 | 65 | 90 | 0 | 102 | 0 | 0 | 0 | - | - | 136 | 0 | 148 | 160 | 185 | 184 | 382.0128 | 15 | 35 | 65 | 91 | 0 | 103 | 0 | 0 | 0 | - | - | 138 | 0 | 149 | 160 | 186 | 184 | 246.0368 | 77.4332 | 8.0226 | 11.1926 | 17.0307 | 0.73822 | -25.6286 | 88.7887 | 83.9445 | 7.0249 | 17.7858 | 17.5147 | 0.65842 | -16.1636 | 110.7647
| 16 | 23 | o+ | + | o | o | 0 | 3 | 3 | 1 | 1 | 3311 | 8 | 13 | 1 | 1 | 1 | o | 23 | 1 | 1 | 15 | 35 | 65 | 92 | 0 | 102 | 0 | 0 | 0 | - | - | 133 | 0 | 148 | 160 | 185 | 184 | 441.0093 | 15 | 35 | 65 | 93 | 0 | 103 | 0 | 0 | 0 | - | - | 134 | 0 | 149 | 160 | 186 | 184 | 298.8889 | 25.3342 | 6.2916 | 4.0021 | 17.0307 | 0.70503 | -25.6286 | 27.7351 | 28.1279 | 5.1122 | 6.4327 | 17.5147 | 0.63463 | -16.1636 | 41.6585
| 17 | 25 | o+ | + | o | o | 1 | 3 | 3 | 1 | 2 | 3312 | 8 | 13 | 1 | 1 | 1 | o | 23 | 1 | 1 | 15 | 35 | 65 | 92 | 0 | 102 | 169 | 167 | 0 | - | - | 133 | 0 | 148 | 160 | 185 | 184 | 459.6783 | 15 | 35 | 65 | 93 | 0 | 103 | 170 | 168 | 0 | - | - | 134 | 0 | 149 | 160 | 186 | 184 | 320.5862 | 17.9609 | 6.2635 | 4.1075 | 17.0307 | 7.3561 | -25.6286 | 27.0901 | 21.6837 | 5.0601 | 6.7541 | 17.5147 | 7.0752 | -16.1636 | 41.9242
| 18 | 31 | + | + | o | o | 0 | 4 | 3 | 1 | 1 | 4311 | 8 | 13 | 1 | 1 | 1 | o | 23 | 1 | 1 | 17 | 37 | 67 | 92 | 0 | 102 | 0 | 0 | 0 | - | - | 133 | 0 | 148 | 160 | 185 | 184 | 460.2696 | 17 | 37 | 67 | 93 | 0 | 103 | 0 | 0 | 0 | - | - | 134 | 0 | 149 | 160 | 186 | 184 | 307.2358 | 22.4987 | 6.6193 | 4.0248 | 17.0307 | 0.69404 | -25.6286 | 25.239 | 26.6412 | 5.3329 | 6.4598 | 17.5147 | 0.63082 | -16.1636 | 40.4158
| 19 | 33 | + | + | o | o | 1 | 4 | 3 | 1 | 2 | 4312 | 8 | 13 | 1 | 1 | 1 | o | 23 | 1 | 1 | 17 | 37 | 67 | 92 | 0 | 102 | 169 | 167 | 0 | - | - | 133 | 0 | 148 | 160 | 185 | 184 | 478.9386 | 17 | 37 | 67 | 93 | 0 | 103 | 170 | 168 | 0 | - | - | 134 | 0 | 149 | 160 | 186 | 184 | 328.9331 | 15.5992 | 6.5919 | 4.1401 | 17.0307 | 7.3447 | -25.6286 | 25.078 | 20.5181 | 5.28 | 6.8049 | 17.5147 | 7.0721 | -16.1636 | 41.0262
| 20 | 21 |  |  |  |  | 1 | 3 | 2 | 1 | 2 | 3212 | 9 | 0 | 2 | 0 | 1 | o | 18 | 0 | 0 | 15 | 35 | 65 | 90 | 0 | 102 | 169 | 167 | 0 | - | - | 136 | 0 | 152 | 160 | 0 | 0 | 339.6901 | 15 | 35 | 65 | 91 | 0 | 103 | 170 | 168 | 0 | - | - | 138 | 0 | 153 | 160 | 0 | 0 | 212.4474 | 57.5653 | 0 | 18.864 | 17.0307 | 7.3903 | 0 | 100.8502 | 65.5156 | 0 | 29.124 | 17.5147 | 7.1003 | 0 | 119.2546
| 21 | 27 |  |  |  |  | 0 | 4 | 2 | 1 | 1 | 4211 | 9 | 0 | 2 | 0 | 1 | o | 18 | 0 | 0 | 17 | 37 | 67 | 90 | 0 | 102 | 0 | 0 | 0 | - | - | 136 | 0 | 152 | 160 | 0 | 0 | 340.2814 | 17 | 37 | 67 | 91 | 0 | 103 | 0 | 0 | 0 | - | - | 138 | 0 | 153 | 160 | 0 | 0 | 199.0969 | 72.829 | 0 | 18.864 | 17.0307 | 0.7262 | 0 | 109.4499 | 83.8 | 0 | 29.124 | 17.5147 | 0.65495 | 0 | 131.0937
| 22 | 33 |  |  |  |  | 1 | 4 | 3 | 1 | 2 | 4312 | 9 | 0 | 2 | 0 | 1 | o | 24 | 1 | 1 | 17 | 37 | 67 | 92 | 0 | 102 | 169 | 167 | 0 | - | - | 136 | 0 | 152 | 160 | 185 | 184 | 405.697 | 17 | 37 | 67 | 93 | 0 | 103 | 170 | 168 | 0 | - | - | 138 | 0 | 153 | 160 | 186 | 184 | 258.7874 | 44.4392 | 0 | 11.1926 | 17.0307 | 7.3447 | -25.6286 | 54.3785 | 56.5112 | 0 | 17.7858 | 17.5147 | 7.0721 | -16.1636 | 82.7201
| 23 | 33 |  |  |  |  | 1 | 4 | 3 | 1 | 2 | 4312 | 8 | 0 | 1 | 0 | 1 | o | 23 | 1 | 1 | 17 | 37 | 67 | 92 | 0 | 102 | 169 | 167 | 0 | - | - | 133 | 0 | 148 | 160 | 185 | 184 | 478.9386 | 17 | 37 | 67 | 93 | 0 | 103 | 170 | 168 | 0 | - | - | 134 | 0 | 149 | 160 | 186 | 184 | 328.9331 | 15.5992 | 0 | 4.1401 | 17.0307 | 7.3447 | -25.6286 | 18.4861 | 20.5181 | 0 | 6.8049 | 17.5147 | 7.0721 | -16.1636 | 35.7462
| 24 | 31 |  |  |  |  | 0 | 4 | 3 | 1 | 1 | 4311 | 9 | 0 | 2 | 0 | 1 | o | 24 | 1 | 0 | 17 | 37 | 67 | 92 | 0 | 102 | 0 | 0 | 0 | - | - | 136 | 0 | 152 | 160 | 185 | 0 | 358.3027 | 17 | 37 | 67 | 93 | 0 | 103 | 0 | 0 | 0 | - | - | 138 | 0 | 153 | 160 | 186 | 0 | 219.2166 | 65.9298 | 0 | 11.1926 | 17.0307 | 0.69404 | 0 | 94.8471 | 77.2957 | 0 | 17.7858 | 17.5147 | 0.63082 | 0 | 113.227
| 25 | 27 |  |  |  |  | 0 | 4 | 2 | 1 | 1 | 4211 | 9 | 0 | 1 | 0 | 1 | o | 24 | 1 | 1 | 17 | 37 | 67 | 90 | 0 | 102 | 0 | 0 | 0 | - | - | 136 | 0 | 148 | 160 | 185 | 184 | 401.2731 | 17 | 37 | 67 | 91 | 0 | 103 | 0 | 0 | 0 | - | - | 138 | 0 | 149 | 160 | 186 | 184 | 254.3837 | 69.1133 | 0 | 11.1926 | 17.0307 | 0.7262 | -25.6286 | 72.4342 | 79.5245 | 0 | 17.7858 | 17.5147 | 0.65495 | -16.1636 | 99.3163
| 26 | 33 |  |  |  |  | 1 | 4 | 3 | 1 | 2 | 4312 | 8 | 0 | 1 | 0 | 1 | o | 23 | 1 | 1 | 17 | 37 | 67 | 92 | 0 | 102 | 169 | 167 | 0 | - | - | 133 | 0 | 148 | 160 | 185 | 184 | 478.9386 | 17 | 37 | 67 | 93 | 0 | 103 | 170 | 168 | 0 | - | - | 134 | 0 | 149 | 160 | 186 | 184 | 328.9331 | 15.5992 | 0 | 4.1401 | 17.0307 | 7.3447 | -25.6286 | 18.4861 | 20.5181 | 0 | 6.8049 | 17.5147 | 7.0721 | -16.1636 | 35.7462
| 27 | 31 |  |  |  |  | 0 | 4 | 3 | 1 | 1 | 4311 | 8 | 0 | 1 | 0 | 1 | o | 23 | 1 | 1 | 17 | 37 | 67 | 92 | 0 | 102 | 0 | 0 | 0 | - | - | 133 | 0 | 148 | 160 | 185 | 184 | 460.2696 | 17 | 37 | 67 | 93 | 0 | 103 | 0 | 0 | 0 | - | - | 134 | 0 | 149 | 160 | 186 | 184 | 307.2358 | 22.4987 | 0 | 4.0248 | 17.0307 | 0.69404 | -25.6286 | 18.6197 | 26.6412 | 0 | 6.4598 | 17.5147 | 0.63082 | -16.1636 | 35.0829
[58 empty] | Energy use[kWh/m2y] - SFH | [6 empty] | Energy use[kWh/m2y] - AB
| Nº | Variant E+ | e | w | c | L | HR | E | W | C | HR | 0 | HE | CO | HE-E | CO-E | C | L | DHW | RES-ST | RES-PV | R | W | B | Win | NC | SS | HR I | HR II | L | Performance | HE Code | HE | CO | E | Control | DHW-ST | PV | Total SFH | Roof | Walls | Basement | Windows | NC | SS | Heat Recovery - grilles and ducts | Heat Recovery - unit | L |  |  | Heating Generation | CO | Emission | Control | Thermal Solar | PV | Total AB | H | C | DHW | L | AUX | RES-E | - | H | C | DHW | L | AUX | RES-E | -
2020 | 1 | 1 | - | o | o | o | 0 | 1 | 1 | 1 | 1 | 1111 | 2 | 11 | 2 | 3 | 1 | o | 15 | 0 | 0 | 22.0004 | 22.6345 |  | 21.552 | [5 empty] | 0 | 62 | 38.3029 |  | 85.4 | 8.7143 |  |  | 27804.5716 | 10.6459 | 7.4407 |  | 19.8524 | [5 empty] | 0 | 65 | 12.9509 |  | 75.64 | 1.2323 |  |  | 126484.7 | 311.7928 | 4.3974 | 16.5474 | 11.3538 | 0.87203 | 0 | - | 212.3203 | 3.0591 | 25.5474 | 11.6765 | 0.60852 | 0 | -
| 2 | 9 | o | o+ | o | o | 0 | 2 | 2 | 1 | 1 | 2211 | 9 | 11 | 1 | 1 | 1 | o | 18 | 0 | 0 | 20.9667 | 75.2613 | 24.1291 | 61.7181 | [5 empty] | 2 | 64 | 33.1143 |  | 107.36 | 8.7143 |  |  | 46376.9369 | 10.1458 | 24.741 | 11.6761 | 56.8509 | [5 empty] | 2 | 67 | 5.7673 |  | 100.04 | 1.2323 |  |  | 208348.7196 | 75.4888 | 5.0293 | 15.72 | 11.3538 | 0.50464 | 0 | - | 75.8979 | 4.4213 | 24.27 | 11.6765 | 0.44314 | 0 | -
| 3 | 19 | o+ | o+ | o | o | 0 | 3 | 2 | 1 | 1 | 3211 | 9 | 11 | 1 | 1 | 1 | o | 18 | 0 | 0 | 22.8979 | 81.5331 | 27.6435 | 61.7181 | [5 empty] | 2 | 64 | 33.1143 |  | 107.36 | 8.7143 |  |  | 48017.3485 | 11.0802 | 26.8027 | 13.3766 | 56.8509 | [5 empty] | 2 | 67 | 5.7673 |  | 100.04 | 1.2323 |  |  | 212998.5435 | 64.5276 | 5.3484 | 15.72 | 11.3538 | 0.49215 | 0 | - | 69.9538 | 4.6833 | 24.27 | 11.6765 | 0.43895 | 0 | -
| 4 | 23 | o+ | + | o | o | 0 | 3 | 3 | 1 | 1 | 3311 | 8 | 13 | 1 | 1 | 1 | o | 17 | 0 | 0 | 22.8979 | 81.5331 | 27.6435 | 69.4328 | [5 empty] | 2 | 64 | 84.396 |  | 107.36 | 8.7143 |  |  | 56276.8513 | 11.0802 | 26.8027 | 13.3766 | 63.9572 | [5 empty] | 2 | 67 | 51.513 |  | 100.04 | 1.2323 |  |  | 265322.0647 | 16.8895 | 4.1944 | 4.4968 | 11.3538 | 0.47002 | 0 | - | 18.752 | 3.4081 | 7.0223 | 11.6765 | 0.42309 | 0 | -
| 5 | 25 | o+ | + | o | o | 1 | 3 | 3 | 1 | 2 | 3312 | 8 | 13 | 1 | 1 | 1 | o | 17 | 0 | 0 | 22.8979 | 81.5331 | 27.6435 | 69.4328 |  |  | 6.8625 | 11.8065 |  | 2 | 64 | 84.396 |  | 107.36 | 8.7143 |  |  | 58890.5183 | 11.0802 | 26.8027 | 13.3766 | 63.9572 |  |  | 8.3909 | 13.3064 |  | 2 | 67 | 51.513 |  | 100.04 | 1.2323 |  |  | 286802.4046 | 11.9739 | 4.1757 | 4.6152 | 11.3538 | 4.9041 | 0 | - | 14.4558 | 3.3734 | 7.3731 | 11.6765 | 4.7168 | 0 | -
| 6 | 31 | + | + | o | o | 0 | 4 | 3 | 1 | 1 | 4311 | 8 | 13 | 1 | 1 | 1 | o | 17 | 0 | 0 | 24.829 | 87.8049 | 38.7008 | 69.4328 | [5 empty] | 2 | 64 | 84.396 |  | 107.36 | 8.7143 |  |  | 58973.2937 | 12.0147 | 28.8645 | 18.7273 | 63.9572 | [5 empty] | 2 | 67 | 51.513 |  | 100.04 | 1.2323 |  |  | 273585.4709 | 14.9991 | 4.4129 | 4.5223 | 11.3538 | 0.46269 | 0 | - | 17.7608 | 3.5553 | 7.0518 | 11.6765 | 0.42055 | 0 | -
| 7 | 33 | + | + | o | o | 1 | 4 | 3 | 1 | 2 | 4312 | 8 | 13 | 1 | 1 | 1 | o | 17 | 0 | 0 | 24.829 | 87.8049 | 38.7008 | 69.4328 |  |  | 6.8625 | 11.8065 |  | 2 | 64 | 84.396 |  | 107.36 | 8.7143 |  |  | 61586.9607 | 12.0147 | 28.8645 | 18.7273 | 63.9572 |  |  | 8.3909 | 13.3064 |  | 2 | 67 | 51.513 |  | 100.04 | 1.2323 |  |  | 295065.8108 | 10.3995 | 4.3946 | 4.6518 | 11.3538 | 4.8964 | 0 | - | 13.6788 | 3.52 | 7.4286 | 11.6765 | 4.7147 | 0 | -
| 8 | 9 | o | o+ | o | o | 0 | 2 | 2 | 1 | 1 | 2211 | 9 | 11 | 1 | 1 | 1 | o | 24 | 1 | 0 | 20.9667 | 75.2613 | 24.1291 | 61.7181 | [5 empty] | 2 | 64 | 33.1143 |  | 107.36 | 8.7143 | 10.3066 |  | 47819.8553 | 10.1458 | 24.741 | 11.6761 | 56.8509 | [5 empty] | 2 | 67 | 5.7673 |  | 100.04 | 1.2323 | 13.0133 |  | 221231.9196 | 75.4888 | 5.0293 | 9.3271 | 11.3538 | 0.50464 | 0 | - | 75.8979 | 4.4213 | 14.8215 | 11.6765 | 0.44314 | 0 | -
| 9 | 19 | o+ | o+ | o | o | 0 | 3 | 2 | 1 | 1 | 3211 | 9 | 11 | 1 | 1 | 1 | o | 24 | 1 | 0 | 22.8979 | 81.5331 | 27.6435 | 61.7181 | [5 empty] | 2 | 64 | 33.1143 |  | 107.36 | 8.7143 | 10.3066 |  | 49460.2669 | 11.0802 | 26.8027 | 13.3766 | 56.8509 | [5 empty] | 2 | 67 | 5.7673 |  | 100.04 | 1.2323 | 13.0133 |  | 225881.7435 | 64.5276 | 5.3484 | 9.3271 | 11.3538 | 0.49215 | 0 | - | 69.9538 | 4.6833 | 14.8215 | 11.6765 | 0.43895 | 0 | -
| 10 | 23 | o+ | + | o | o | 0 | 3 | 3 | 1 | 1 | 3311 | 8 | 13 | 1 | 1 | 1 | o | 23 | 1 | 0 | 22.8979 | 81.5331 | 27.6435 | 69.4328 | [5 empty] | 2 | 64 | 84.396 |  | 107.36 | 8.7143 | 10.3066 |  | 57719.7697 | 11.0802 | 26.8027 | 13.3766 | 63.9572 | [5 empty] | 2 | 67 | 51.513 |  | 100.04 | 1.2323 | 13.0133 |  | 278205.2647 | 16.8895 | 4.1944 | 2.6681 | 11.3538 | 0.47002 | 0 | - | 18.752 | 3.4081 | 4.2884 | 11.6765 | 0.42309 | 0 | -
| 11 | 25 | o+ | + | o | o | 1 | 3 | 3 | 1 | 2 | 3312 | 8 | 13 | 1 | 1 | 1 | o | 23 | 1 | 0 | 22.8979 | 81.5331 | 27.6435 | 69.4328 |  |  | 6.8625 | 11.8065 |  | 2 | 64 | 84.396 |  | 107.36 | 8.7143 | 10.3066 |  | 60333.4367 | 11.0802 | 26.8027 | 13.3766 | 63.9572 |  |  | 8.3909 | 13.3064 |  | 2 | 67 | 51.513 |  | 100.04 | 1.2323 | 13.0133 |  | 299685.6046 | 11.9739 | 4.1757 | 2.7383 | 11.3538 | 4.9041 | 0 | - | 14.4558 | 3.3734 | 4.5027 | 11.6765 | 4.7168 | 0 | -
| 12 | 31 | + | + | o | o | 0 | 4 | 3 | 1 | 1 | 4311 | 8 | 13 | 1 | 1 | 1 | o | 23 | 1 | 0 | 24.829 | 87.8049 | 38.7008 | 69.4328 | [5 empty] | 2 | 64 | 84.396 |  | 107.36 | 8.7143 | 10.3066 |  | 60416.2121 | 12.0147 | 28.8645 | 18.7273 | 63.9572 | [5 empty] | 2 | 67 | 51.513 |  | 100.04 | 1.2323 | 13.0133 |  | 286468.6709 | 14.9991 | 4.4129 | 2.6832 | 11.3538 | 0.46269 | 0 | - | 17.7608 | 3.5553 | 4.3065 | 11.6765 | 0.42055 | 0 | -
| 13 | 33 | + | + | o | o | 1 | 4 | 3 | 1 | 2 | 4312 | 8 | 13 | 1 | 1 | 1 | o | 23 | 1 | 0 | 24.829 | 87.8049 | 38.7008 | 69.4328 |  |  | 6.8625 | 11.8065 |  | 2 | 64 | 84.396 |  | 107.36 | 8.7143 | 10.3066 |  | 63029.8791 | 12.0147 | 28.8645 | 18.7273 | 63.9572 |  |  | 8.3909 | 13.3064 |  | 2 | 67 | 51.513 |  | 100.04 | 1.2323 | 13.0133 |  | 307949.0108 | 10.3995 | 4.3946 | 2.7601 | 11.3538 | 4.8964 | 0 | - | 13.6788 | 3.52 | 4.5366 | 11.6765 | 4.7147 | 0 | -
| 14 | 9 | o | o+ | o | o | 0 | 2 | 2 | 1 | 1 | 2211 | 9 | 11 | 1 | 1 | 1 | o | 24 | 1 | 1 | 20.9667 | 75.2613 | 24.1291 | 61.7181 | [5 empty] | 2 | 64 | 33.1143 |  | 107.36 | 8.7143 | 10.3066 | 28.7252 | 51841.3854 | 10.1458 | 24.741 | 11.6761 | 56.8509 | [5 empty] | 2 | 67 | 5.7673 |  | 100.04 | 1.2323 | 13.0133 | 17.8735 | 238926.6523 | 75.4888 | 5.0293 | 9.3271 | 11.3538 | 0.50464 | -17.0857 | - | 75.8979 | 4.4213 | 14.8215 | 11.6765 | 0.44314 | -10.7758 | -
| 15 | 19 | o+ | o+ | o | o | 0 | 3 | 2 | 1 | 1 | 3211 | 9 | 11 | 1 | 1 | 1 | o | 24 | 1 | 1 | 22.8979 | 81.5331 | 27.6435 | 61.7181 | [5 empty] | 2 | 64 | 33.1143 |  | 107.36 | 8.7143 | 10.3066 | 28.7252 | 53481.7971 | 11.0802 | 26.8027 | 13.3766 | 56.8509 | [5 empty] | 2 | 67 | 5.7673 |  | 100.04 | 1.2323 | 13.0133 | 17.8735 | 243576.4763 | 64.5276 | 5.3484 | 9.3271 | 11.3538 | 0.49215 | -17.0857 | - | 69.9538 | 4.6833 | 14.8215 | 11.6765 | 0.43895 | -10.7758 | -
| 16 | 23 | o+ | + | o | o | 0 | 3 | 3 | 1 | 1 | 3311 | 8 | 13 | 1 | 1 | 1 | o | 23 | 1 | 1 | 22.8979 | 81.5331 | 27.6435 | 69.4328 | [5 empty] | 2 | 64 | 84.396 |  | 107.36 | 8.7143 | 10.3066 | 28.7252 | 61741.2999 | 11.0802 | 26.8027 | 13.3766 | 63.9572 | [5 empty] | 2 | 67 | 51.513 |  | 100.04 | 1.2323 | 13.0133 | 17.8735 | 295899.9974 | 16.8895 | 4.1944 | 2.6681 | 11.3538 | 0.47002 | -17.0857 | - | 18.752 | 3.4081 | 4.2884 | 11.6765 | 0.42309 | -10.7758 | -
| 17 | 25 | o+ | + | o | o | 1 | 3 | 3 | 1 | 2 | 3312 | 8 | 13 | 1 | 1 | 1 | o | 23 | 1 | 1 | 22.8979 | 81.5331 | 27.6435 | 69.4328 |  |  | 6.8625 | 11.8065 |  | 2 | 64 | 84.396 |  | 107.36 | 8.7143 | 10.3066 | 28.7252 | 64354.9669 | 11.0802 | 26.8027 | 13.3766 | 63.9572 |  |  | 8.3909 | 13.3064 |  | 2 | 67 | 51.513 |  | 100.04 | 1.2323 | 13.0133 | 17.8735 | 317380.3374 | 11.9739 | 4.1757 | 2.7383 | 11.3538 | 4.9041 | -17.0857 | - | 14.4558 | 3.3734 | 4.5027 | 11.6765 | 4.7168 | -10.7758 | -
| 18 | 31 | + | + | o | o | 0 | 4 | 3 | 1 | 1 | 4311 | 8 | 13 | 1 | 1 | 1 | o | 23 | 1 | 1 | 24.829 | 87.8049 | 38.7008 | 69.4328 | [5 empty] | 2 | 64 | 84.396 |  | 107.36 | 8.7143 | 10.3066 | 28.7252 | 64437.7422 | 12.0147 | 28.8645 | 18.7273 | 63.9572 | [5 empty] | 2 | 67 | 51.513 |  | 100.04 | 1.2323 | 13.0133 | 17.8735 | 304163.4037 | 14.9991 | 4.4129 | 2.6832 | 11.3538 | 0.46269 | -17.0857 | - | 17.7608 | 3.5553 | 4.3065 | 11.6765 | 0.42055 | -10.7758 | -
| 19 | 33 | + | + | o | o | 1 | 4 | 3 | 1 | 2 | 4312 | 8 | 13 | 1 | 1 | 1 | o | 23 | 1 | 1 | 24.829 | 87.8049 | 38.7008 | 69.4328 |  |  | 6.8625 | 11.8065 |  | 2 | 64 | 84.396 |  | 107.36 | 8.7143 | 10.3066 | 28.7252 | 67051.4092 | 12.0147 | 28.8645 | 18.7273 | 63.9572 |  |  | 8.3909 | 13.3064 |  | 2 | 67 | 51.513 |  | 100.04 | 1.2323 | 13.0133 | 17.8735 | 325643.7436 | 10.3995 | 4.3946 | 2.7601 | 11.3538 | 4.8964 | -17.0857 | - | 13.6788 | 3.52 | 4.5366 | 11.6765 | 4.7147 | -10.7758 | -
| 20 | 21 |  |  |  |  | 1 | 3 | 2 | 1 | 2 | 3212 | 9 | 0 | 2 | 0 | 1 | o | 18 | 0 | 0 | 22.8979 | 81.5331 | 27.6435 | 61.7181 |  |  | 6.8625 | 11.8065 |  | 2 | 64 | 33.1143 |  | 85.4 | 8.7143 |  |  | 47556.6155 | 11.0802 | 26.8027 | 13.3766 | 56.8509 |  |  | 8.3909 | 13.3064 |  | 2 | 67 | 5.7673 |  | 75.64 | 1.2323 |  |  | 210322.8835 | 47.9711 | 0 | 15.72 | 11.3538 | 4.9268 | 0 | - | 54.5963 | 0 | 24.27 | 11.6765 | 4.7335 | 0 | -
| 21 | 27 |  |  |  |  | 0 | 4 | 2 | 1 | 1 | 4211 | 9 | 0 | 2 | 0 | 1 | o | 18 | 0 | 0 | 24.829 | 87.8049 | 38.7008 | 61.7181 | [5 empty] | 2 | 64 | 33.1143 |  | 85.4 | 8.7143 |  |  | 47639.3909 | 12.0147 | 28.8645 | 18.7273 | 56.8509 | [5 empty] | 2 | 67 | 5.7673 |  | 75.64 | 1.2323 |  |  | 197105.9498 | 60.6909 | 0 | 15.72 | 11.3538 | 0.48413 | 0 | - | 69.8334 | 0 | 24.27 | 11.6765 | 0.43663 | 0 | -
| 22 | 33 |  |  |  |  | 1 | 4 | 3 | 1 | 2 | 4312 | 9 | 0 | 2 | 0 | 1 | o | 24 | 1 | 1 | 24.829 | 87.8049 | 38.7008 | 69.4328 |  |  | 6.8625 | 11.8065 |  | 2 | 64 | 33.1143 |  | 85.4 | 8.7143 | 10.3066 | 28.7252 | 56797.573 | 12.0147 | 28.8645 | 18.7273 | 63.9572 |  |  | 8.3909 | 13.3064 |  | 2 | 67 | 5.7673 |  | 75.64 | 1.2323 | 13.0133 | 17.8735 | 256199.5181 | 37.0327 | 0 | 9.3271 | 11.3538 | 4.8964 | -17.0857 | - | 47.0926 | 0 | 14.8215 | 11.6765 | 4.7147 | -10.7758 | -
| 23 | 33 |  |  |  |  | 1 | 4 | 3 | 1 | 2 | 4312 | 8 | 0 | 1 | 0 | 1 | o | 23 | 1 | 1 | 24.829 | 87.8049 | 38.7008 | 69.4328 |  |  | 6.8625 | 11.8065 |  | 2 | 64 | 84.396 |  | 107.36 | 8.7143 | 10.3066 | 28.7252 | 67051.4092 | 12.0147 | 28.8645 | 18.7273 | 63.9572 |  |  | 8.3909 | 13.3064 |  | 2 | 67 | 51.513 |  | 100.04 | 1.2323 | 13.0133 | 17.8735 | 325643.7436 | 10.3995 | 0 | 2.7601 | 11.3538 | 4.8964 | -17.0857 | - | 13.6788 | 0 | 4.5366 | 11.6765 | 4.7147 | -10.7758 | -
| 24 | 31 |  |  |  |  | 0 | 4 | 3 | 1 | 1 | 4311 | 9 | 0 | 2 | 0 | 1 | o | 24 | 1 | 0 | 24.829 | 87.8049 | 38.7008 | 69.4328 | [5 empty] | 2 | 64 | 33.1143 |  | 85.4 | 8.7143 | 10.3066 |  | 50162.3758 | 12.0147 | 28.8645 | 18.7273 | 63.9572 | [5 empty] | 2 | 67 | 5.7673 |  | 75.64 | 1.2323 | 13.0133 |  | 217024.4454 | 54.9415 | 0 | 9.3271 | 11.3538 | 0.46269 | 0 | - | 64.4131 | 0 | 14.8215 | 11.6765 | 0.42055 | 0 | -
| 25 | 27 |  |  |  |  | 0 | 4 | 2 | 1 | 1 | 4211 | 9 | 0 | 1 | 0 | 1 | o | 24 | 1 | 1 | 24.829 | 87.8049 | 38.7008 | 61.7181 | [5 empty] | 2 | 64 | 33.1143 |  | 107.36 | 8.7143 | 10.3066 | 28.7252 | 56178.2395 | 12.0147 | 28.8645 | 18.7273 | 56.8509 | [5 empty] | 2 | 67 | 5.7673 |  | 100.04 | 1.2323 | 13.0133 | 17.8735 | 251839.8825 | 57.5944 | 0 | 9.3271 | 11.3538 | 0.48413 | -17.0857 | - | 66.2704 | 0 | 14.8215 | 11.6765 | 0.43663 | -10.7758 | -
| 26 | 33 |  |  |  |  | 1 | 4 | 3 | 1 | 2 | 4312 | 8 | 0 | 1 | 0 | 1 | o | 23 | 1 | 1 | 24.829 | 87.8049 | 38.7008 | 69.4328 |  |  | 6.8625 | 11.8065 |  | 2 | 64 | 84.396 |  | 107.36 | 8.7143 | 10.3066 | 28.7252 | 67051.4092 | 12.0147 | 28.8645 | 18.7273 | 63.9572 |  |  | 8.3909 | 13.3064 |  | 2 | 67 | 51.513 |  | 100.04 | 1.2323 | 13.0133 | 17.8735 | 325643.7436 | 10.3995 | 0 | 2.7601 | 11.3538 | 4.8964 | -17.0857 | - | 13.6788 | 0 | 4.5366 | 11.6765 | 4.7147 | -10.7758 | -
| 27 | 31 |  |  |  |  | 0 | 4 | 3 | 1 | 1 | 4311 | 8 | 0 | 1 | 0 | 1 | o | 23 | 1 | 1 | 24.829 | 87.8049 | 38.7008 | 69.4328 | [5 empty] | 2 | 64 | 84.396 |  | 107.36 | 8.7143 | 10.3066 | 28.7252 | 64437.7422 | 12.0147 | 28.8645 | 18.7273 | 63.9572 | [5 empty] | 2 | 67 | 51.513 |  | 100.04 | 1.2323 | 13.0133 | 17.8735 | 304163.4037 | 14.9991 | 0 | 2.6832 | 11.3538 | 0.46269 | -17.0857 | - | 17.7608 | 0 | 4.3065 | 11.6765 | 0.42055 | -10.7758 | -

## CZ_Prague
| CLIMATE ZONE | [20 empty] | CZ_Prague
| Energy efficiency measure or package of measures - RESIDENTIAL | [20 empty] | INVESTMENT COST [€/m2] | [35 empty] | (NET) PRIMARY ENERGY [kWh/m2]
Year | Nº |  | Code variant | [18 empty] | Codes Cost database(*) | [16 empty] | SFH | Codes Cost database | [16 empty] | AB | [6 empty] | SFH | [6 empty] | AB
|  | Variant E+ | e | w | c | L | HR | E | W | C | HR |  | HE | CO | HE-E | CO-E | C | L | DHW | RES-ST | RES-PV | R | W | B | Win | NC | SS | HR I | HR II | L | - | - | HE | CO | E | Control | DHW-ST | PV | 140 | R | W | B | Win | NC | SS | HR I | HR II | L | - | - | HE | CO | E | Control | DHW-ST | PV | 990 | H | C | DHW | L | AUX | RES-E | 140 | H | C | DHW | L | AUX | RES-E | 990
2010 | 1 | 1 | - | o | o | o | 0 | 1 | 1 | 1 | 1 | 1111 | 2 | 0 | 2 | 0 | 1 | o | 14 | 0 | 0 | 1 | 23 | 0 | 80 | 0 | 102 | 0 | 0 | 0 | - | - | 145 | 0 | 152 | 160 | 0 | 0 | 124.7052 | 1 | 23 | 0 | 81 | 0 | 103 | 0 | 0 | 0 | - | - | 146 | 0 | 153 | 160 | 0 | 0 | 74.4428 | 419.0935 | 0 | 22.008 | 36.4457 | 3.097 | 0 | 480.6442 | 213.3788 | 0 | 33.978 | 37.4814 | 1.7443 | 0 | 286.5826
| 2 | 8 | o | o | + | o | 0 | 2 | 1 | 2 | 1 | 2121 | 6 | 0 | 1 | 0 | 2 | o | 15 | 0 | 0 | 13 | 33 | 63 | 80 | 116 | 108 | 0 | 0 | 0 | - | - | 121 | 0 | 148 | 162 | 0 | 0 | 234.7935 | 13 | 33 | 63 | 81 | 117 | 109 | 0 | 0 | 0 | - | - | 122 | 0 | 149 | 162 | 0 | 0 | 158.0186 | 110.5777 | 0 | 16.5474 | 36.4457 | 1.6794 | 0 | 165.2502 | 92.1178 | 0 | 25.5474 | 37.4814 | 1.4395 | 0 | 156.5861
| 3 | 18 | o+ | o | + | o | 0 | 3 | 1 | 2 | 1 | 3121 | 6 | 0 | 1 | 0 | 2 | o | 15 | 0 | 0 | 15 | 35 | 65 | 80 | 116 | 108 | 0 | 0 | 0 | - | - | 121 | 0 | 148 | 162 | 0 | 0 | 239.9083 | 15 | 35 | 65 | 81 | 117 | 109 | 0 | 0 | 0 | - | - | 122 | 0 | 149 | 162 | 0 | 0 | 163.7042 | 98.9332 | 0 | 16.5474 | 36.4457 | 1.5952 | 0 | 153.5215 | 87.4683 | 0 | 25.5474 | 37.4814 | 1.4097 | 0 | 151.9069
| 4 | 24 | o+ | + | + | o | 0 | 3 | 3 | 2 | 1 | 3321 | 6 | 0 | 1 | 0 | 2 | o | 15 | 0 | 0 | 15 | 35 | 65 | 92 | 116 | 108 | 0 | 0 | 0 | - | - | 121 | 0 | 148 | 162 | 0 | 0 | 297.7173 | 15 | 35 | 65 | 93 | 117 | 109 | 0 | 0 | 0 | - | - | 122 | 0 | 149 | 162 | 0 | 0 | 210.3254 | 67.85 | 0 | 16.5474 | 36.4457 | 1.3984 | 0 | 122.2414 | 63.9342 | 0 | 25.5474 | 37.4814 | 1.2544 | 0 | 128.2173
| 5 | 32 | + | + | + | o | 0 | 4 | 3 | 2 | 1 | 4321 | 6 | 0 | 1 | 0 | 2 | o | 15 | 0 | 0 | 17 | 37 | 67 | 92 | 116 | 108 | 0 | 0 | 0 | - | - | 121 | 0 | 148 | 162 | 0 | 0 | 314.8462 | 17 | 37 | 67 | 93 | 117 | 109 | 0 | 0 | 0 | - | - | 122 | 0 | 149 | 162 | 0 | 0 | 217.3105 | 60.6979 | 0 | 16.5474 | 36.4457 | 1.3572 | 0 | 115.0481 | 60.8015 | 0 | 25.5474 | 37.4814 | 1.2398 | 0 | 125.0701
| 6 | 26 | o+ | + | + | o | 1 | 3 | 3 | 2 | 2 | 3322 | 6 | 0 | 1 | 0 | 2 | o | 15 | 0 | 0 | 15 | 35 | 65 | 92 | 116 | 108 | 169 | 167 | 0 | - | - | 121 | 0 | 148 | 162 | 0 | 0 | 317.9998 | 15 | 35 | 65 | 93 | 117 | 109 | 170 | 168 | 0 | - | - | 122 | 0 | 149 | 162 | 0 | 0 | 226.3819 | 48.0516 | 0 | 16.5474 | 36.4457 | 15.7024 | 0 | 116.747 | 45.0693 | 0 | 25.5474 | 37.4814 | 15.106 | 0 | 123.2041
| 7 | 34 | + | + | + | o | 1 | 4 | 3 | 2 | 2 | 4322 | 6 | 0 | 1 | 0 | 2 | o | 15 | 0 | 0 | 17 | 37 | 67 | 92 | 116 | 108 | 169 | 167 | 0 | - | - | 121 | 0 | 148 | 162 | 0 | 0 | 335.1287 | 17 | 37 | 67 | 93 | 117 | 109 | 170 | 168 | 0 | - | - | 122 | 0 | 149 | 162 | 0 | 0 | 233.367 | 42.0896 | 0 | 16.5474 | 36.4457 | 15.6591 | 0 | 110.7417 | 42.5369 | 0 | 25.5474 | 37.4814 | 15.0909 | 0 | 120.6566
| 8 | 8 | o | o | + | o | 0 | 2 | 1 | 2 | 1 | 2121 | 8 | 13 | 1 | 1 | 2 | o | 17 | 0 | 0 | 13 | 33 | 63 | 80 | 116 | 108 | 0 | 0 | 0 | - | - | 133 | 0 | 148 | 162 | 0 | 0 | 381.5586 | 13 | 33 | 63 | 81 | 117 | 109 | 0 | 0 | 0 | - | - | 134 | 0 | 149 | 162 | 0 | 0 | 237.6889 | 98.183 | 0.83601 | 14.0989 | 36.4457 | 1.6794 | 0 | 151.243 | 80.595 | 0.18693 | 21.4486 | 37.4814 | 1.4395 | 0 | 141.1514
| 9 | 18 | o+ | o | + | o | 0 | 3 | 1 | 2 | 1 | 3121 | 8 | 13 | 1 | 1 | 2 | o | 17 | 0 | 0 | 15 | 35 | 65 | 80 | 116 | 108 | 0 | 0 | 0 | - | - | 133 | 0 | 148 | 162 | 0 | 0 | 323.7809 | 15 | 35 | 65 | 81 | 117 | 109 | 0 | 0 | 0 | - | - | 134 | 0 | 149 | 162 | 0 | 0 | 243.3745 | 88.086 | 0.84346 | 14.1378 | 36.4457 | 1.5952 | 0 | 141.1082 | 76.6 | 0.18426 | 21.469 | 37.4814 | 1.4097 | 0 | 137.1445
| 10 | 24 | o+ | + | + | o | 0 | 3 | 3 | 2 | 1 | 3321 | 8 | 13 | 1 | 1 | 2 | o | 17 | 0 | 0 | 15 | 35 | 65 | 92 | 116 | 108 | 0 | 0 | 0 | - | - | 133 | 0 | 148 | 162 | 0 | 0 | 381.5898 | 15 | 35 | 65 | 93 | 117 | 109 | 0 | 0 | 0 | - | - | 134 | 0 | 149 | 162 | 0 | 0 | 267.735 | 61.2214 | 0.91854 | 14.3275 | 36.4457 | 1.3984 | 0 | 114.3115 | 57.1992 | 0.15552 | 21.9327 | 37.4814 | 1.2544 | 0 | 118.0232
| 11 | 32 | + | + | + | o | 0 | 4 | 3 | 2 | 1 | 4321 | 8 | 13 | 1 | 1 | 2 | o | 17 | 0 | 0 | 17 | 37 | 67 | 92 | 116 | 108 | 0 | 0 | 0 | - | - | 133 | 0 | 148 | 162 | 0 | 0 | 398.7187 | 17 | 37 | 67 | 93 | 117 | 109 | 0 | 0 | 0 | - | - | 134 | 0 | 149 | 162 | 0 | 0 | 274.7201 | 54.9491 | 0.92796 | 14.3749 | 36.4457 | 1.3572 | 0 | 108.0549 | 54.5206 | 0.15422 | 21.9827 | 37.4814 | 1.2398 | 0 | 115.3788
| 12 | 26 | o+ | + | + | o | 1 | 3 | 3 | 2 | 2 | 3322 | 8 | 13 | 1 | 1 | 2 | o | 17 | 0 | 0 | 15 | 35 | 65 | 92 | 116 | 108 | 169 | 167 | 0 | - | - | 133 | 0 | 148 | 162 | 0 | 0 | 401.8723 | 15 | 35 | 65 | 93 | 117 | 109 | 170 | 168 | 0 | - | - | 134 | 0 | 149 | 162 | 0 | 0 | 283.7915 | 44.2387 | 0.95454 | 14.6188 | 36.4457 | 15.7024 | 0 | 111.9602 | 41.5869 | 0.14012 | 22.6209 | 37.4814 | 15.106 | 0 | 116.9354
| 13 | 34 | + | + | + | o | 1 | 4 | 3 | 2 | 2 | 4322 | 8 | 13 | 1 | 1 | 2 | o | 17 | 0 | 0 | 17 | 37 | 67 | 92 | 116 | 108 | 169 | 167 | 0 | - | - | 133 | 0 | 148 | 162 | 0 | 0 | 419.0012 | 17 | 37 | 67 | 93 | 117 | 109 | 170 | 168 | 0 | - | - | 134 | 0 | 149 | 162 | 0 | 0 | 290.7766 | 38.9721 | 0.96874 | 14.7027 | 36.4457 | 15.6591 | 0 | 106.7483 | 39.4139 | 0.1386 | 22.7153 | 37.4814 | 15.0909 | 0 | 114.8402
| 14 | 32 | + | + | + | o | 0 | 4 | 3 | 2 | 1 | 4321 | 6 | 0 | 1 | 0 | 2 | o | 21 | 1 | 1 | 17 | 37 | 67 | 92 | 116 | 108 | 0 | 0 | 0 | - | - | 121 | 0 | 148 | 162 | 185 | 184 | 371.364 | 17 | 37 | 67 | 93 | 117 | 109 | 0 | 0 | 0 | - | - | 122 | 0 | 149 | 162 | 186 | 184 | 258.558 | 60.6979 | 0 | 10.4647 | 36.4457 | 1.3572 | -47.3704 | 61.595 | 60.8015 | 0 | 16.6415 | 37.4814 | 1.2398 | -29.8822 | 86.282
| 15 | 26 | o+ | + | + | o | 1 | 3 | 3 | 2 | 2 | 3322 | 6 | 0 | 1 | 0 | 2 | o | 21 | 1 | 1 | 15 | 35 | 65 | 92 | 116 | 108 | 169 | 167 | 0 | - | - | 121 | 0 | 148 | 162 | 185 | 184 | 374.5176 | 15 | 35 | 65 | 93 | 117 | 109 | 170 | 168 | 0 | - | - | 122 | 0 | 149 | 162 | 186 | 184 | 267.6294 | 48.0516 | 0 | 10.4647 | 36.4457 | 15.7024 | -47.3704 | 63.2939 | 45.0693 | 0 | 16.6415 | 37.4814 | 15.106 | -29.8822 | 84.416
| 16 | 34 | + | + | + | o | 1 | 4 | 3 | 2 | 2 | 4322 | 6 | 0 | 1 | 0 | 2 | o | 21 | 1 | 1 | 17 | 37 | 67 | 92 | 116 | 108 | 169 | 167 | 0 | - | - | 121 | 0 | 148 | 162 | 185 | 184 | 391.6465 | 17 | 37 | 67 | 93 | 117 | 109 | 170 | 168 | 0 | - | - | 122 | 0 | 149 | 162 | 186 | 184 | 274.6144 | 42.0896 | 0 | 10.4647 | 36.4457 | 15.6591 | -47.3704 | 57.2885 | 42.5369 | 0 | 16.6415 | 37.4814 | 15.0909 | -29.8822 | 81.8685
| 17 | 32 | + | + | + | o | 0 | 4 | 3 | 2 | 1 | 4321 | 8 | 13 | 1 | 1 | 2 | o | 23 | 1 | 1 | 17 | 37 | 67 | 92 | 116 | 108 | 0 | 0 | 0 | - | - | 133 | 0 | 148 | 162 | 185 | 184 | 455.2366 | 17 | 37 | 67 | 93 | 117 | 109 | 0 | 0 | 0 | - | - | 134 | 0 | 149 | 162 | 186 | 184 | 315.9676 | 54.9491 | 0.92796 | 9.0908 | 36.4457 | 1.3572 | -47.3704 | 55.4003 | 54.5206 | 0.15422 | 14.3195 | 37.4814 | 1.2398 | -29.8822 | 77.8334
| 18 | 26 | o+ | + | + | o | 1 | 3 | 3 | 2 | 2 | 3322 | 8 | 13 | 1 | 1 | 2 | o | 23 | 1 | 1 | 15 | 35 | 65 | 92 | 116 | 108 | 169 | 167 | 0 | - | - | 133 | 0 | 148 | 162 | 185 | 184 | 458.3902 | 15 | 35 | 65 | 93 | 117 | 109 | 170 | 168 | 0 | - | - | 134 | 0 | 149 | 162 | 186 | 184 | 325.039 | 44.2387 | 0.95454 | 9.245 | 36.4457 | 15.7024 | -47.3704 | 59.216 | 41.5869 | 0.14012 | 14.7352 | 37.4814 | 15.106 | -29.8822 | 79.1675
| 19 | 34 | + | + | + | o | 1 | 4 | 3 | 2 | 2 | 4322 | 8 | 13 | 1 | 1 | 2 | o | 23 | 1 | 1 | 17 | 37 | 67 | 92 | 116 | 108 | 169 | 167 | 0 | - | - | 133 | 0 | 148 | 162 | 185 | 184 | 475.5191 | 17 | 37 | 67 | 93 | 117 | 109 | 170 | 168 | 0 | - | - | 134 | 0 | 149 | 162 | 186 | 184 | 332.0241 | 38.9721 | 0.96874 | 9.2981 | 36.4457 | 15.6591 | -47.3704 | 53.9733 | 39.4139 | 0.1386 | 14.7967 | 37.4814 | 15.0909 | -29.8822 | 77.0393
| 20 | 24 |  |  |  |  | 0 | 3 | 3 | 2 | 1 | 3321 | 9 | 0 | 1 | 0 | 2 | o | 18 | 0 | 0 | 15 | 35 | 65 | 92 | 116 | 108 | 0 | 0 | 0 | - | - | 136 | 0 | 148 | 162 | 0 | 0 | 294.1406 | 15 | 35 | 65 | 93 | 117 | 109 | 0 | 0 | 0 | - | - | 138 | 0 | 149 | 162 | 0 | 0 | 208.175 | 94.0401 | 0 | 22.008 | 36.4457 | 1.3984 | 0 | 153.8921 | 88.6128 | 0 | 33.978 | 37.4814 | 1.2544 | 0 | 161.3266
| 21 | 16 |  |  |  |  | 1 | 2 | 3 | 2 | 2 | 2322 | 4 | 0 | 2 | 0 | 2 | o | 15 | 0 | 1 | 13 | 33 | 63 | 92 | 116 | 108 | 169 | 167 | 0 | - | - | 121 | 0 | 152 | 162 | 0 | 184 | 344.4313 | 13 | 33 | 63 | 93 | 117 | 109 | 170 | 168 | 0 | - | - | 122 | 0 | 153 | 162 | 0 | 184 | 245.063 | 63.2409 | 0 | 16.5474 | 36.4457 | 15.7733 | -47.3704 | 84.6368 | 53.6927 | 0 | 25.5474 | 37.4814 | 15.1279 | -29.8822 | 101.9672
| 22 | 32 |  |  |  |  | 0 | 4 | 3 | 2 | 1 | 4321 | 8 | 0 | 1 | 0 | 2 | o | 23 | 1 | 1 | 17 | 37 | 67 | 92 | 116 | 108 | 0 | 0 | 0 | - | - | 133 | 0 | 148 | 162 | 185 | 184 | 455.2366 | 17 | 37 | 67 | 93 | 117 | 109 | 0 | 0 | 0 | - | - | 134 | 0 | 149 | 162 | 186 | 184 | 315.9676 | 54.9491 | 0 | 9.0908 | 36.4457 | 1.3572 | -47.3704 | 54.4724 | 54.5206 | 0 | 14.3195 | 37.4814 | 1.2398 | -29.8822 | 77.6792
| 23 | 32 |  |  |  |  | 0 | 4 | 3 | 2 | 1 | 4321 | 8 | 0 | 1 | 0 | 2 | o | 23 | 1 | 1 | 17 | 37 | 67 | 92 | 116 | 108 | 0 | 0 | 0 | - | - | 133 | 0 | 148 | 162 | 185 | 184 | 455.2366 | 17 | 37 | 67 | 93 | 117 | 109 | 0 | 0 | 0 | - | - | 134 | 0 | 149 | 162 | 186 | 184 | 315.9676 | 54.9491 | 0 | 9.0908 | 36.4457 | 1.3572 | -47.3704 | 54.4724 | 54.5206 | 0 | 14.3195 | 37.4814 | 1.2398 | -29.8822 | 77.6792
| 24 | 1 |  |  |  |  | 0 | 1 | 1 | 1 | 1 | 1111 | 6 | 0 | 1 | 0 | 2 | o | 21 | 1 | 1 | 1 | 23 | 0 | 80 | 0 | 102 | 0 | 0 | 0 | - | - | 121 | 0 | 148 | 162 | 185 | 184 | 192.6165 | 1 | 23 | 0 | 81 | 0 | 103 | 0 | 0 | 0 | - | - | 122 | 0 | 149 | 162 | 186 | 184 | 122.9362 | 251.8123 | 0 | 10.4647 | 36.4457 | 3.097 | -47.3704 | 254.4492 | 128.2086 | 0 | 16.6415 | 37.4814 | 1.7443 | -29.8822 | 154.1937
| 25 | 32 |  |  |  |  | 0 | 4 | 3 | 2 | 1 | 4321 | 6 | 0 | 1 | 0 | 2 | o | 21 | 1 | 1 | 17 | 37 | 67 | 92 | 116 | 108 | 0 | 0 | 0 | - | - | 121 | 0 | 148 | 162 | 185 | 184 | 371.364 | 17 | 37 | 67 | 93 | 117 | 109 | 0 | 0 | 0 | - | - | 122 | 0 | 149 | 162 | 186 | 184 | 258.558 | 60.6979 | 0 | 10.4647 | 36.4457 | 1.3572 | -47.3704 | 61.595 | 60.8015 | 0 | 16.6415 | 37.4814 | 1.2398 | -29.8822 | 86.282
| 26 | 34 |  |  |  |  | 1 | 4 | 3 | 2 | 2 | 4322 | 6 | 0 | 1 | 0 | 2 | o | 21 | 1 | 1 | 17 | 37 | 67 | 92 | 116 | 108 | 169 | 167 | 0 | - | - | 121 | 0 | 148 | 162 | 185 | 184 | 391.6465 | 17 | 37 | 67 | 93 | 117 | 109 | 170 | 168 | 0 | - | - | 122 | 0 | 149 | 162 | 186 | 184 | 274.6144 | 42.0896 | 0 | 10.4647 | 36.4457 | 15.6591 | -47.3704 | 57.2885 | 42.5369 | 0 | 16.6415 | 37.4814 | 15.0909 | -29.8822 | 81.8685
[58 empty] | Energy use[kWh/m2y] - SFH | [6 empty] | Energy use[kWh/m2y] - AB
| Nº | Variant E+ | e | w | c | L | HR | E | W | C | HR |  | HE | CO | HE-E | CO-E | C | L | DHW | RES-ST | RES-PV | R | W | B | Win | NC | SS | HR I | HR II | L | Performance | HE Code | HE | CO | E | Control | DHW-ST | PV | Total SFH | Roof | Walls | Basement | Windows | NC | SS | Heat Recovery - grilles and ducts | Heat Recovery - unit | L |  |  | Heating Generation | CO | Emission | Control | Thermal Solar | PV | Total AB | H | C | DHW | L | AUX | RES-E | - | H | C | DHW | L | AUX | RES-E | -
2010 | 1 | 1 | - | o | o | o | 0 | 1 | 1 | 1 | 1 | 1111 | 2 | 0 | 2 | 0 | 1 | o | 14 | 0 | 0 | 26.8543 | 27.495 |  | 6.4232 | [5 empty] | 0 | 74 | 24.0755 |  | 36 | 3.8571 |  |  | 17458.7255 | 12.9947 | 9.0385 |  | 5.9167 | [5 empty] | 0 | 77 | 12.3474 |  | 33.6 | 0.54545 |  |  | 73698.3715 | 299.3525 | 0 | 15.72 | 11.3538 | 0.9648 | 0 | - | 152.4134 | 0 | 24.27 | 11.6765 | 0.5434 | 0 | -
| 2 | 8 | o | o | + | o | 0 | 2 | 1 | 2 | 1 | 2121 | 6 | 0 | 1 | 0 | 2 | o | 15 | 0 | 0 | 9.399 | 58.045 | 21.4834 | 6.4232 | 50.0881 | 23.3571 |  |  |  | 1 | 75 | 21.769 |  | 42 | 2.2286 |  |  | 32871.0832 | 4.5482 | 19.0814 | 10.3958 | 5.9167 | 46.138 | 21.5152 |  |  |  | 1 | 78 | 11.8658 |  | 38.4 | 0.15758 |  |  | 156438.3795 | 110.5777 | 0 | 16.5474 | 11.3538 | 0.52317 | 0 | - | 92.1178 | 0 | 25.5474 | 11.6765 | 0.44844 | 0 | -
| 3 | 18 | o+ | o | + | o | 0 | 3 | 1 | 2 | 1 | 3121 | 6 | 0 | 1 | 0 | 2 | o | 15 | 0 | 0 | 12.7558 | 66.4463 | 24.1689 | 6.4232 | 50.0881 | 23.3571 |  |  |  | 2 | 76 | 12.4404 |  | 42 | 2.2286 |  |  | 33587.1681 | 6.1725 | 21.8432 | 11.6953 | 5.9167 | 46.138 | 21.5152 |  |  |  | 1 | 78 | 11.8658 |  | 38.4 | 0.15758 |  |  | 162067.1195 | 98.9332 | 0 | 16.5474 | 11.3538 | 0.49696 | 0 | - | 87.4683 | 0 | 25.5474 | 11.6765 | 0.43917 | 0 | -
| 4 | 24 | o+ | + | + | o | 0 | 3 | 3 | 2 | 1 | 3321 | 6 | 0 | 1 | 0 | 2 | o | 15 | 0 | 0 | 12.7558 | 66.4463 | 24.1689 | 64.2321 | 50.0881 | 23.3571 |  |  |  | 2 | 76 | 12.4404 |  | 42 | 2.2286 |  |  | 41680.4181 | 6.1725 | 21.8432 | 11.6953 | 55.8533 | 46.138 | 21.5152 |  |  |  | 2 | 79 | 8.5504 |  | 38.4 | 0.15758 |  |  | 208222.1531 | 67.85 | 0 | 16.5474 | 11.3538 | 0.43562 | 0 | - | 63.9342 | 0 | 25.5474 | 11.6765 | 0.39077 | 0 | -
| 5 | 32 | + | + | + | o | 0 | 4 | 3 | 2 | 1 | 4321 | 6 | 0 | 1 | 0 | 2 | o | 15 | 0 | 0 | 16.1126 | 74.8475 | 29.5397 | 64.2321 | 50.0881 | 23.3571 |  |  |  | 2 | 76 | 12.4404 |  | 42 | 2.2286 |  |  | 44078.4631 | 7.7968 | 24.6049 | 14.2942 | 55.8533 | 46.138 | 21.5152 |  |  |  | 2 | 79 | 8.5504 |  | 38.4 | 0.15758 |  |  | 215137.3731 | 60.6979 | 0 | 16.5474 | 11.3538 | 0.42281 | 0 | - | 60.8015 | 0 | 25.5474 | 11.6765 | 0.38623 | 0 | -
| 6 | 26 | o+ | + | + | o | 1 | 3 | 3 | 2 | 2 | 3322 | 6 | 0 | 1 | 0 | 2 | o | 15 | 0 | 0 | 12.7558 | 66.4463 | 24.1689 | 64.2321 | 50.0881 | 23.3571 | 5.3375 | 14.945 |  | 2 | 76 | 12.4404 |  | 42 | 2.2286 |  |  | 44519.9681 | 6.1725 | 21.8432 | 11.6953 | 55.8533 | 46.138 | 21.5152 | 4.5018 | 11.5547 |  | 2 | 79 | 8.5504 |  | 38.4 | 0.15758 |  |  | 224118.0731 | 48.0516 | 0 | 16.5474 | 11.3538 | 4.8917 | 0 | - | 45.0693 | 0 | 25.5474 | 11.6765 | 4.7059 | 0 | -
| 7 | 34 | + | + | + | o | 1 | 4 | 3 | 2 | 2 | 4322 | 6 | 0 | 1 | 0 | 2 | o | 15 | 0 | 0 | 16.1126 | 74.8475 | 29.5397 | 64.2321 | 50.0881 | 23.3571 | 5.3375 | 14.945 |  | 2 | 76 | 12.4404 |  | 42 | 2.2286 |  |  | 46918.0131 | 7.7968 | 24.6049 | 14.2942 | 55.8533 | 46.138 | 21.5152 | 4.5018 | 11.5547 |  | 2 | 79 | 8.5504 |  | 38.4 | 0.15758 |  |  | 231033.2931 | 42.0896 | 0 | 16.5474 | 11.3538 | 4.8782 | 0 | - | 42.5369 | 0 | 25.5474 | 11.6765 | 4.7012 | 0 | -
| 8 | 8 | o | o | + | o | 0 | 2 | 1 | 2 | 1 | 2121 | 8 | 13 | 1 | 1 | 2 | o | 17 | 0 | 0 | 9.399 | 58.045 | 21.4834 | 6.4232 | 50.0881 | 23.3571 |  |  |  | 1 | 75 | 168.5342 |  | 42 | 2.2286 |  |  | 53418.2096 | 4.5482 | 19.0814 | 10.3958 | 5.9167 | 46.138 | 21.5152 |  |  |  | 1 | 78 | 91.5361 |  | 38.4 | 0.15758 |  |  | 235311.9859 | 30.5866 | 0.26044 | 4.3922 | 11.3538 | 0.52317 | 0 | - | 25.1075 | 0.058234 | 6.6818 | 11.6765 | 0.44844 | 0 | -
| 9 | 18 | o+ | o | + | o | 0 | 3 | 1 | 2 | 1 | 3121 | 8 | 13 | 1 | 1 | 2 | o | 17 | 0 | 0 | 12.7558 | 66.4463 | 24.1689 | 6.4232 | 50.0881 | 23.3571 |  |  |  | 2 | 76 | 96.313 |  | 42 | 2.2286 |  |  | 45329.3257 | 6.1725 | 21.8432 | 11.6953 | 5.9167 | 46.138 | 21.5152 |  |  |  | 1 | 78 | 91.5361 |  | 38.4 | 0.15758 |  |  | 240940.7259 | 27.4411 | 0.26276 | 4.4043 | 11.3538 | 0.49696 | 0 | - | 23.8629 | 0.057403 | 6.6882 | 11.6765 | 0.43917 | 0 | -
| 10 | 24 | o+ | + | + | o | 0 | 3 | 3 | 2 | 1 | 3321 | 8 | 13 | 1 | 1 | 2 | o | 17 | 0 | 0 | 12.7558 | 66.4463 | 24.1689 | 64.2321 | 50.0881 | 23.3571 |  |  |  | 2 | 76 | 96.313 |  | 42 | 2.2286 |  |  | 53422.5757 | 6.1725 | 21.8432 | 11.6953 | 55.8533 | 46.138 | 21.5152 |  |  |  | 2 | 79 | 65.96 |  | 38.4 | 0.15758 |  |  | 265057.6845 | 19.0721 | 0.28615 | 4.4634 | 11.3538 | 0.43562 | 0 | - | 17.8191 | 0.048448 | 6.8326 | 11.6765 | 0.39077 | 0 | -
| 11 | 32 | + | + | + | o | 0 | 4 | 3 | 2 | 1 | 4321 | 8 | 13 | 1 | 1 | 2 | o | 17 | 0 | 0 | 16.1126 | 74.8475 | 29.5397 | 64.2321 | 50.0881 | 23.3571 |  |  |  | 2 | 76 | 96.313 |  | 42 | 2.2286 |  |  | 55820.6207 | 7.7968 | 24.6049 | 14.2942 | 55.8533 | 46.138 | 21.5152 |  |  |  | 2 | 79 | 65.96 |  | 38.4 | 0.15758 |  |  | 271972.9045 | 17.1181 | 0.28908 | 4.4782 | 11.3538 | 0.42281 | 0 | - | 16.9846 | 0.048043 | 6.8482 | 11.6765 | 0.38623 | 0 | -
| 12 | 26 | o+ | + | + | o | 1 | 3 | 3 | 2 | 2 | 3322 | 8 | 13 | 1 | 1 | 2 | o | 17 | 0 | 0 | 12.7558 | 66.4463 | 24.1689 | 64.2321 | 50.0881 | 23.3571 | 5.3375 | 14.945 |  | 2 | 76 | 96.313 |  | 42 | 2.2286 |  |  | 56262.1257 | 6.1725 | 21.8432 | 11.6953 | 55.8533 | 46.138 | 21.5152 | 4.5018 | 11.5547 |  | 2 | 79 | 65.96 |  | 38.4 | 0.15758 |  |  | 280953.6045 | 13.7815 | 0.29737 | 4.5542 | 11.3538 | 4.8917 | 0 | - | 12.9554 | 0.043652 | 7.047 | 11.6765 | 4.7059 | 0 | -
| 13 | 34 | + | + | + | o | 1 | 4 | 3 | 2 | 2 | 4322 | 8 | 13 | 1 | 1 | 2 | o | 17 | 0 | 0 | 16.1126 | 74.8475 | 29.5397 | 64.2321 | 50.0881 | 23.3571 | 5.3375 | 14.945 |  | 2 | 76 | 96.313 |  | 42 | 2.2286 |  |  | 58660.1707 | 7.7968 | 24.6049 | 14.2942 | 55.8533 | 46.138 | 21.5152 | 4.5018 | 11.5547 |  | 2 | 79 | 65.96 |  | 38.4 | 0.15758 |  |  | 287868.8245 | 12.1409 | 0.30179 | 4.5803 | 11.3538 | 4.8782 | 0 | - | 12.2785 | 0.043179 | 7.0764 | 11.6765 | 4.7012 | 0 | -
| 14 | 32 | + | + | + | o | 0 | 4 | 3 | 2 | 1 | 4321 | 6 | 0 | 1 | 0 | 2 | o | 21 | 1 | 1 | 16.1126 | 74.8475 | 29.5397 | 64.2321 | 50.0881 | 23.3571 |  |  |  | 2 | 76 | 12.4404 |  | 42 | 2.2286 | 9.6429 | 46.875 | 51990.9631 | 7.7968 | 24.6049 | 14.2942 | 55.8533 | 46.138 | 21.5152 |  |  |  | 2 | 79 | 8.5504 |  | 38.4 | 0.15758 | 12.0808 | 29.1667 | 255972.3731 | 60.6979 | 0 | 10.4647 | 11.3538 | 0.42281 | -14.7571 | - | 60.8015 | 0 | 16.6415 | 11.6765 | 0.38623 | -9.3091 | -
| 15 | 26 | o+ | + | + | o | 1 | 3 | 3 | 2 | 2 | 3322 | 6 | 0 | 1 | 0 | 2 | o | 21 | 1 | 1 | 12.7558 | 66.4463 | 24.1689 | 64.2321 | 50.0881 | 23.3571 | 5.3375 | 14.945 |  | 2 | 76 | 12.4404 |  | 42 | 2.2286 | 9.6429 | 46.875 | 52432.4681 | 6.1725 | 21.8432 | 11.6953 | 55.8533 | 46.138 | 21.5152 | 4.5018 | 11.5547 |  | 2 | 79 | 8.5504 |  | 38.4 | 0.15758 | 12.0808 | 29.1667 | 264953.0731 | 48.0516 | 0 | 10.4647 | 11.3538 | 4.8917 | -14.7571 | - | 45.0693 | 0 | 16.6415 | 11.6765 | 4.7059 | -9.3091 | -
| 16 | 34 | + | + | + | o | 1 | 4 | 3 | 2 | 2 | 4322 | 6 | 0 | 1 | 0 | 2 | o | 21 | 1 | 1 | 16.1126 | 74.8475 | 29.5397 | 64.2321 | 50.0881 | 23.3571 | 5.3375 | 14.945 |  | 2 | 76 | 12.4404 |  | 42 | 2.2286 | 9.6429 | 46.875 | 54830.5131 | 7.7968 | 24.6049 | 14.2942 | 55.8533 | 46.138 | 21.5152 | 4.5018 | 11.5547 |  | 2 | 79 | 8.5504 |  | 38.4 | 0.15758 | 12.0808 | 29.1667 | 271868.2931 | 42.0896 | 0 | 10.4647 | 11.3538 | 4.8782 | -14.7571 | - | 42.5369 | 0 | 16.6415 | 11.6765 | 4.7012 | -9.3091 | -
| 17 | 32 | + | + | + | o | 0 | 4 | 3 | 2 | 1 | 4321 | 8 | 13 | 1 | 1 | 2 | o | 23 | 1 | 1 | 16.1126 | 74.8475 | 29.5397 | 64.2321 | 50.0881 | 23.3571 |  |  |  | 2 | 76 | 96.313 |  | 42 | 2.2286 | 9.6429 | 46.875 | 63733.1207 | 7.7968 | 24.6049 | 14.2942 | 55.8533 | 46.138 | 21.5152 |  |  |  | 2 | 79 | 65.96 |  | 38.4 | 0.15758 | 12.0808 | 29.1667 | 312807.9045 | 17.1181 | 0.28908 | 2.832 | 11.3538 | 0.42281 | -14.7571 | - | 16.9846 | 0.048043 | 4.4609 | 11.6765 | 0.38623 | -9.3091 | -
| 18 | 26 | o+ | + | + | o | 1 | 3 | 3 | 2 | 2 | 3322 | 8 | 13 | 1 | 1 | 2 | o | 23 | 1 | 1 | 12.7558 | 66.4463 | 24.1689 | 64.2321 | 50.0881 | 23.3571 | 5.3375 | 14.945 |  | 2 | 76 | 96.313 |  | 42 | 2.2286 | 9.6429 | 46.875 | 64174.6257 | 6.1725 | 21.8432 | 11.6953 | 55.8533 | 46.138 | 21.5152 | 4.5018 | 11.5547 |  | 2 | 79 | 65.96 |  | 38.4 | 0.15758 | 12.0808 | 29.1667 | 321788.6045 | 13.7815 | 0.29737 | 2.8801 | 11.3538 | 4.8917 | -14.7571 | - | 12.9554 | 0.043652 | 4.5904 | 11.6765 | 4.7059 | -9.3091 | -
| 19 | 34 | + | + | + | o | 1 | 4 | 3 | 2 | 2 | 4322 | 8 | 13 | 1 | 1 | 2 | o | 23 | 1 | 1 | 16.1126 | 74.8475 | 29.5397 | 64.2321 | 50.0881 | 23.3571 | 5.3375 | 14.945 |  | 2 | 76 | 96.313 |  | 42 | 2.2286 | 9.6429 | 46.875 | 66572.6707 | 7.7968 | 24.6049 | 14.2942 | 55.8533 | 46.138 | 21.5152 | 4.5018 | 11.5547 |  | 2 | 79 | 65.96 |  | 38.4 | 0.15758 | 12.0808 | 29.1667 | 328703.8245 | 12.1409 | 0.30179 | 2.8966 | 11.3538 | 4.8782 | -14.7571 | - | 12.2785 | 0.043179 | 4.6096 | 11.6765 | 4.7012 | -9.3091 | -
| 20 | 24 |  |  |  |  | 0 | 3 | 3 | 2 | 1 | 3321 | 9 | 0 | 1 | 0 | 2 | o | 18 | 0 | 0 | 12.7558 | 66.4463 | 24.1689 | 64.2321 | 50.0881 | 23.3571 |  |  |  | 2 | 76 | 8.8638 |  | 42 | 2.2286 |  |  | 41179.6844 | 6.1725 | 21.8432 | 11.6953 | 55.8533 | 46.138 | 21.5152 |  |  |  | 2 | 79 | 6.4 |  | 38.4 | 0.15758 |  |  | 206093.2867 | 67.1715 | 0 | 15.72 | 11.3538 | 0.43562 | 0 | - | 63.2948 | 0 | 24.27 | 11.6765 | 0.39077 | 0 | -
| 21 | 16 |  |  |  |  | 1 | 2 | 3 | 2 | 2 | 2322 | 4 | 0 | 2 | 0 | 2 | o | 15 | 0 | 1 | 9.399 | 58.045 | 21.4834 | 64.2321 | 50.0881 | 23.3571 | 5.3375 | 14.945 |  | 2 | 76 | 12.4404 |  | 36 | 2.2286 |  | 46.875 | 48220.3831 | 4.5482 | 19.0814 | 10.3958 | 55.8533 | 46.138 | 21.5152 | 4.5018 | 11.5547 |  | 2 | 79 | 8.5504 |  | 33.6 | 0.15758 |  | 29.1667 | 242612.3331 | 63.2409 | 0 | 16.5474 | 11.3538 | 4.9138 | -14.7571 | - | 53.6927 | 0 | 25.5474 | 11.6765 | 4.7127 | -9.3091 | -
| 22 | 32 |  |  |  |  | 0 | 4 | 3 | 2 | 1 | 4321 | 8 | 0 | 1 | 0 | 2 | o | 23 | 1 | 1 | 16.1126 | 74.8475 | 29.5397 | 64.2321 | 50.0881 | 23.3571 |  |  |  | 2 | 76 | 96.313 |  | 42 | 2.2286 | 9.6429 | 46.875 | 63733.1207 | 7.7968 | 24.6049 | 14.2942 | 55.8533 | 46.138 | 21.5152 |  |  |  | 2 | 79 | 65.96 |  | 38.4 | 0.15758 | 12.0808 | 29.1667 | 312807.9045 | 17.1181 | 0 | 2.832 | 11.3538 | 0.42281 | -14.7571 | - | 16.9846 | 0 | 4.4609 | 11.6765 | 0.38623 | -9.3091 | -
| 23 | 32 |  |  |  |  | 0 | 4 | 3 | 2 | 1 | 4321 | 8 | 0 | 1 | 0 | 2 | o | 23 | 1 | 1 | 16.1126 | 74.8475 | 29.5397 | 64.2321 | 50.0881 | 23.3571 |  |  |  | 2 | 76 | 96.313 |  | 42 | 2.2286 | 9.6429 | 46.875 | 63733.1207 | 7.7968 | 24.6049 | 14.2942 | 55.8533 | 46.138 | 21.5152 |  |  |  | 2 | 79 | 65.96 |  | 38.4 | 0.15758 | 12.0808 | 29.1667 | 312807.9045 | 17.1181 | 0 | 2.832 | 11.3538 | 0.42281 | -14.7571 | - | 16.9846 | 0 | 4.4609 | 11.6765 | 0.38623 | -9.3091 | -
| 24 | 1 |  |  |  |  | 0 | 1 | 1 | 1 | 1 | 1111 | 6 | 0 | 1 | 0 | 2 | o | 21 | 1 | 1 | 26.8543 | 27.495 |  | 6.4232 | [5 empty] | 0 | 74 | 31.0976 |  | 42 | 2.2286 | 9.6429 | 46.875 | 26966.31 | 12.9947 | 9.0385 |  | 5.9167 | [5 empty] | 0 | 77 | 15.1812 |  | 38.4 | 0.15758 | 12.0808 | 29.1667 | 121706.8593 | 251.8123 | 0 | 10.4647 | 11.3538 | 0.9648 | -14.7571 | - | 128.2086 | 0 | 16.6415 | 11.6765 | 0.5434 | -9.3091 | -
| 25 | 32 |  |  |  |  | 0 | 4 | 3 | 2 | 1 | 4321 | 6 | 0 | 1 | 0 | 2 | o | 21 | 1 | 1 | 16.1126 | 74.8475 | 29.5397 | 64.2321 | 50.0881 | 23.3571 |  |  |  | 2 | 76 | 12.4404 |  | 42 | 2.2286 | 9.6429 | 46.875 | 51990.9631 | 7.7968 | 24.6049 | 14.2942 | 55.8533 | 46.138 | 21.5152 |  |  |  | 2 | 79 | 8.5504 |  | 38.4 | 0.15758 | 12.0808 | 29.1667 | 255972.3731 | 60.6979 | 0 | 10.4647 | 11.3538 | 0.42281 | -14.7571 | - | 60.8015 | 0 | 16.6415 | 11.6765 | 0.38623 | -9.3091 | -
| 26 | 34 |  |  |  |  | 1 | 4 | 3 | 2 | 2 | 4322 | 6 | 0 | 1 | 0 | 2 | o | 21 | 1 | 1 | 16.1126 | 74.8475 | 29.5397 | 64.2321 | 50.0881 | 23.3571 | 5.3375 | 14.945 |  | 2 | 76 | 12.4404 |  | 42 | 2.2286 | 9.6429 | 46.875 | 54830.5131 | 7.7968 | 24.6049 | 14.2942 | 55.8533 | 46.138 | 21.5152 | 4.5018 | 11.5547 |  | 2 | 79 | 8.5504 |  | 38.4 | 0.15758 | 12.0808 | 29.1667 | 271868.2931 | 42.0896 | 0 | 10.4647 | 11.3538 | 4.8782 | -14.7571 | - | 42.5369 | 0 | 16.6415 | 11.6765 | 4.7012 | -9.3091 | -
| Energy efficiency measure or package of measures - RESIDENTIAL | [20 empty] | INVESTMENT COST [€/m2] | [35 empty] | (NET) PRIMARY ENERGY [kWh/m2]
Year | Nº |  | Code variant | [18 empty] | Codes Cost database(*) | [16 empty] | SFH | Codes Cost database | [16 empty] | AB | [6 empty] | SFH | [6 empty] | AB
|  | Variant E+ | e | w | c | L | HR | E | W | C | HR |  | HE | CO | HE-E | CO-E | C | L | DHW | RES-ST | RES-PV | R | W | B | Win | NC | SS | HR I | HR II | L | - | - | HE | CO | E | Control | DHW-ST | PV | 140 | R | W | B | Win | NC | SS | HR I | HR II | L | - | - | HE | CO | E | Control | DHW-ST | PV | 990 | H | C | DHW | L | AUX | RES-E | 140 | H | C | DHW | L | AUX | RES-E | 990
2020 | 1 | 1 | - | o | o | o | 0 | 1 | 1 | 1 | 1 | 1111 | 2 | 11 | 2 | 3 | 1 | o | 14 | 0 | 0 | 1 | 23 | 0 | 80 | 0 | 102 | 0 | 0 | 0 | - | - | 145 | 0 | 152 | 160 | 0 | 0 | 121.648 | 1 | 23 | 0 | 81 | 0 | 103 | 0 | 0 | 0 | - | - | 146 | 0 | 153 | 160 | 0 | 0 | 73.1337 | 419.0935 | 6.972 | 22.008 | 30.0876 | 2.5567 | 0 | 480.7178 | 213.3788 | 3.7661 | 33.978 | 30.9426 | 1.44 | 0 | 283.5056
| 2 | 8 | o | o | + | o | 0 | 2 | 1 | 2 | 1 | 2121 | 6 | 11 | 1 | 3 | 2 | o | 15 | 0 | 0 | 13 | 33 | 63 | 80 | 116 | 108 | 0 | 0 | 0 | - | - | 121 | 0 | 148 | 162 | 0 | 0 | 229.8772 | 13 | 33 | 63 | 81 | 117 | 109 | 0 | 0 | 0 | - | - | 122 | 0 | 149 | 162 | 0 | 0 | 156.0647 | 110.5777 | 0.17995 | 16.5474 | 30.0876 | 1.3864 | 0 | 158.779 | 92.1178 | 0.18082 | 25.5474 | 30.9426 | 1.1884 | 0 | 149.977
| 3 | 18 | o+ | o | + | o | 0 | 3 | 1 | 2 | 1 | 3121 | 6 | 11 | 1 | 3 | 2 | o | 15 | 0 | 0 | 15 | 35 | 65 | 80 | 116 | 108 | 0 | 0 | 0 | - | - | 121 | 0 | 148 | 162 | 0 | 0 | 234.2155 | 15 | 35 | 65 | 81 | 117 | 109 | 0 | 0 | 0 | - | - | 122 | 0 | 149 | 162 | 0 | 0 | 161.4446 | 98.9332 | 0.16453 | 16.5474 | 30.0876 | 1.317 | 0 | 147.0496 | 87.4683 | 0.17823 | 25.5474 | 30.9426 | 1.1638 | 0 | 145.3004
| 4 | 24 | o+ | + | + | o | 0 | 3 | 3 | 2 | 1 | 3321 | 6 | 11 | 1 | 3 | 2 | o | 15 | 0 | 0 | 15 | 35 | 65 | 92 | 116 | 108 | 0 | 0 | 0 | - | - | 121 | 0 | 148 | 162 | 0 | 0 | 290.8074 | 15 | 35 | 65 | 93 | 117 | 109 | 0 | 0 | 0 | - | - | 122 | 0 | 149 | 162 | 0 | 0 | 207.0146 | 67.85 | 0.14528 | 16.5474 | 30.0876 | 1.1544 | 0 | 115.7846 | 63.9342 | 0.14738 | 25.5474 | 30.9426 | 1.0355 | 0 | 121.6071
| 5 | 32 | + | + | + | o | 0 | 4 | 3 | 2 | 1 | 4321 | 6 | 11 | 1 | 3 | 2 | o | 15 | 0 | 0 | 17 | 37 | 67 | 92 | 116 | 108 | 0 | 0 | 0 | - | - | 121 | 0 | 148 | 162 | 0 | 0 | 307.0154 | 17 | 37 | 67 | 93 | 117 | 109 | 0 | 0 | 0 | - | - | 122 | 0 | 149 | 162 | 0 | 0 | 213.6241 | 60.6979 | 0.13466 | 16.5474 | 30.0876 | 1.1204 | 0 | 108.5879 | 60.8015 | 0.14556 | 25.5474 | 30.9426 | 1.0235 | 0 | 118.4605
| 6 | 26 | o+ | + | + | o | 1 | 3 | 3 | 2 | 2 | 3322 | 6 | 11 | 1 | 3 | 2 | o | 15 | 0 | 0 | 15 | 35 | 65 | 92 | 116 | 108 | 169 | 167 | 0 | - | - | 121 | 0 | 148 | 162 | 0 | 0 | 310.791 | 15 | 35 | 65 | 93 | 117 | 109 | 170 | 168 | 0 | - | - | 122 | 0 | 149 | 162 | 0 | 0 | 222.8399 | 48.0516 | 0.12526 | 16.5474 | 30.0876 | 12.9631 | 0 | 107.7748 | 45.0693 | 0.12581 | 25.5474 | 30.9426 | 12.4707 | 0 | 114.1558
| 7 | 34 | + | + | + | o | 1 | 4 | 3 | 2 | 2 | 4322 | 6 | 11 | 1 | 3 | 2 | o | 15 | 0 | 0 | 17 | 37 | 67 | 92 | 116 | 108 | 169 | 167 | 0 | - | - | 121 | 0 | 148 | 162 | 0 | 0 | 326.999 | 17 | 37 | 67 | 93 | 117 | 109 | 170 | 168 | 0 | - | - | 122 | 0 | 149 | 162 | 0 | 0 | 229.4495 | 42.0896 | 0.11597 | 16.5474 | 30.0876 | 12.9273 | 0 | 101.7677 | 42.5369 | 0.12378 | 25.5474 | 30.9426 | 12.4582 | 0 | 111.6089
| 8 | 8 | o | o | + | o | 0 | 2 | 1 | 2 | 1 | 2121 | 8 | 13 | 1 | 1 | 2 | o | 17 | 0 | 0 | 13 | 33 | 63 | 80 | 116 | 108 | 0 | 0 | 0 | - | - | 133 | 0 | 148 | 162 | 0 | 0 | 367.6764 | 13 | 33 | 63 | 81 | 117 | 109 | 0 | 0 | 0 | - | - | 134 | 0 | 149 | 162 | 0 | 0 | 230.8653 | 98.183 | 0.83601 | 11.6393 | 30.0876 | 1.3864 | 0 | 142.1323 | 66.5348 | 0.15432 | 17.7068 | 30.9426 | 1.1884 | 0 | 116.5269
| 9 | 18 | o+ | o | + | o | 0 | 3 | 1 | 2 | 1 | 3121 | 8 | 13 | 1 | 1 | 2 | o | 17 | 0 | 0 | 15 | 35 | 65 | 80 | 116 | 108 | 0 | 0 | 0 | - | - | 133 | 0 | 148 | 162 | 0 | 0 | 312.9642 | 15 | 35 | 65 | 81 | 117 | 109 | 0 | 0 | 0 | - | - | 134 | 0 | 149 | 162 | 0 | 0 | 236.2452 | 88.086 | 0.84346 | 11.6714 | 30.0876 | 1.317 | 0 | 132.0053 | 63.2367 | 0.15212 | 17.7237 | 30.9426 | 1.1638 | 0 | 113.2189
| 10 | 24 | o+ | + | + | o | 0 | 3 | 3 | 2 | 1 | 3321 | 8 | 13 | 1 | 1 | 2 | o | 17 | 0 | 0 | 15 | 35 | 65 | 92 | 116 | 108 | 0 | 0 | 0 | - | - | 133 | 0 | 148 | 162 | 0 | 0 | 369.5561 | 15 | 35 | 65 | 93 | 117 | 109 | 0 | 0 | 0 | - | - | 134 | 0 | 149 | 162 | 0 | 0 | 260.9151 | 61.2214 | 0.91854 | 11.828 | 30.0876 | 1.1544 | 0 | 105.21 | 47.2205 | 0.12839 | 18.1064 | 30.9426 | 1.0355 | 0 | 97.4334
| 11 | 32 | + | + | + | o | 0 | 4 | 3 | 2 | 1 | 4321 | 8 | 13 | 1 | 1 | 2 | o | 17 | 0 | 0 | 17 | 37 | 67 | 92 | 116 | 108 | 0 | 0 | 0 | - | - | 133 | 0 | 148 | 162 | 0 | 0 | 385.7641 | 17 | 37 | 67 | 93 | 117 | 109 | 0 | 0 | 0 | - | - | 134 | 0 | 149 | 162 | 0 | 0 | 267.5246 | 54.9491 | 0.92796 | 11.8671 | 30.0876 | 1.1204 | 0 | 98.9522 | 45.0092 | 0.12732 | 18.1477 | 30.9426 | 1.0235 | 0 | 95.2504
| 12 | 26 | o+ | + | + | o | 1 | 3 | 3 | 2 | 2 | 3322 | 8 | 13 | 1 | 1 | 2 | o | 17 | 0 | 0 | 15 | 35 | 65 | 92 | 116 | 108 | 169 | 167 | 0 | - | - | 133 | 0 | 148 | 162 | 0 | 0 | 389.5397 | 15 | 35 | 65 | 93 | 117 | 109 | 170 | 168 | 0 | - | - | 134 | 0 | 149 | 162 | 0 | 0 | 276.7405 | 44.2387 | 0.95454 | 12.0685 | 30.0876 | 12.9631 | 0 | 100.3124 | 34.3319 | 0.11568 | 18.6746 | 30.9426 | 12.4707 | 0 | 96.5354
| 13 | 34 | + | + | + | o | 1 | 4 | 3 | 2 | 2 | 4322 | 8 | 13 | 1 | 1 | 2 | o | 17 | 0 | 0 | 17 | 37 | 67 | 92 | 116 | 108 | 169 | 167 | 0 | - | - | 133 | 0 | 148 | 162 | 0 | 0 | 405.7477 | 17 | 37 | 67 | 93 | 117 | 109 | 170 | 168 | 0 | - | - | 134 | 0 | 149 | 162 | 0 | 0 | 283.35 | 38.9721 | 0.96874 | 12.1377 | 30.0876 | 12.9273 | 0 | 95.0934 | 32.538 | 0.11442 | 18.7525 | 30.9426 | 12.4582 | 0 | 94.8057
| 14 | 32 | + | + | + | o | 0 | 4 | 3 | 2 | 1 | 4321 | 6 | 11 | 1 | 3 | 2 | o | 21 | 1 | 1 | 17 | 37 | 67 | 92 | 116 | 108 | 0 | 0 | 0 | - | - | 121 | 0 | 148 | 162 | 185 | 184 | 339.508 | 17 | 37 | 67 | 93 | 117 | 109 | 0 | 0 | 0 | - | - | 122 | 0 | 149 | 162 | 186 | 184 | 239.6793 | 60.6979 | 0.13466 | 10.4647 | 30.0876 | 1.1204 | -39.1064 | 63.3987 | 60.8015 | 0.14556 | 16.6415 | 30.9426 | 1.0235 | -24.6691 | 84.8855
| 15 | 26 | o+ | + | + | o | 1 | 3 | 3 | 2 | 2 | 3322 | 6 | 11 | 1 | 3 | 2 | o | 21 | 1 | 1 | 15 | 35 | 65 | 92 | 116 | 108 | 169 | 167 | 0 | - | - | 121 | 0 | 148 | 162 | 185 | 184 | 343.2836 | 15 | 35 | 65 | 93 | 117 | 109 | 170 | 168 | 0 | - | - | 122 | 0 | 149 | 162 | 186 | 184 | 248.8951 | 48.0516 | 0.12526 | 10.4647 | 30.0876 | 12.9631 | -39.1064 | 62.5857 | 45.0693 | 0.12581 | 16.6415 | 30.9426 | 12.4707 | -24.6691 | 80.5808
| 16 | 34 | + | + | + | o | 1 | 4 | 3 | 2 | 2 | 4322 | 6 | 11 | 1 | 3 | 2 | o | 21 | 1 | 1 | 17 | 37 | 67 | 92 | 116 | 108 | 169 | 167 | 0 | - | - | 121 | 0 | 148 | 162 | 185 | 184 | 359.4916 | 17 | 37 | 67 | 93 | 117 | 109 | 170 | 168 | 0 | - | - | 122 | 0 | 149 | 162 | 186 | 184 | 255.5047 | 42.0896 | 0.11597 | 10.4647 | 30.0876 | 12.9273 | -39.1064 | 56.5786 | 42.5369 | 0.12378 | 16.6415 | 30.9426 | 12.4582 | -24.6691 | 78.0339
| 17 | 32 | + | + | + | o | 0 | 4 | 3 | 2 | 1 | 4321 | 8 | 13 | 1 | 1 | 2 | o | 23 | 1 | 1 | 17 | 37 | 67 | 92 | 116 | 108 | 0 | 0 | 0 | - | - | 133 | 0 | 148 | 162 | 185 | 184 | 418.2567 | 17 | 37 | 67 | 93 | 117 | 109 | 0 | 0 | 0 | - | - | 134 | 0 | 149 | 162 | 186 | 184 | 293.5798 | 54.9491 | 0.92796 | 7.5048 | 30.0876 | 1.1204 | -39.1064 | 55.4835 | 45.0092 | 0.12732 | 11.8214 | 30.9426 | 1.0235 | -24.6691 | 64.255
| 18 | 26 | o+ | + | + | o | 1 | 3 | 3 | 2 | 2 | 3322 | 8 | 13 | 1 | 1 | 2 | o | 23 | 1 | 1 | 15 | 35 | 65 | 92 | 116 | 108 | 169 | 167 | 0 | - | - | 133 | 0 | 148 | 162 | 185 | 184 | 422.0323 | 15 | 35 | 65 | 93 | 117 | 109 | 170 | 168 | 0 | - | - | 134 | 0 | 149 | 162 | 186 | 184 | 302.7957 | 44.2387 | 0.95454 | 7.6322 | 30.0876 | 12.9631 | -39.1064 | 56.7697 | 34.3319 | 0.11568 | 12.1646 | 30.9426 | 12.4707 | -24.6691 | 65.3563
| 19 | 34 | + | + | + | o | 1 | 4 | 3 | 2 | 2 | 4322 | 8 | 13 | 1 | 1 | 2 | o | 23 | 1 | 1 | 17 | 37 | 67 | 92 | 116 | 108 | 169 | 167 | 0 | - | - | 133 | 0 | 148 | 162 | 185 | 184 | 438.2403 | 17 | 37 | 67 | 93 | 117 | 109 | 170 | 168 | 0 | - | - | 134 | 0 | 149 | 162 | 186 | 184 | 309.4052 | 38.9721 | 0.96874 | 7.676 | 30.0876 | 12.9273 | -39.1064 | 51.5253 | 32.538 | 0.11442 | 12.2153 | 30.9426 | 12.4582 | -24.6691 | 63.5995
| 20 | 24 |  |  |  |  | 0 | 3 | 3 | 2 | 1 | 3321 | 9 | 0 | 1 | 0 | 2 | o | 18 | 0 | 0 | 15 | 35 | 65 | 92 | 116 | 108 | 0 | 0 | 0 | - | - | 136 | 0 | 148 | 162 | 0 | 0 | 287.2308 | 15 | 35 | 65 | 93 | 117 | 109 | 0 | 0 | 0 | - | - | 138 | 0 | 149 | 162 | 0 | 0 | 204.8642 | 94.0401 | 0 | 22.008 | 30.0876 | 1.1544 | 0 | 147.2901 | 88.6128 | 0 | 33.978 | 30.9426 | 1.0355 | 0 | 154.5689
| 21 | 16 |  |  |  |  | 1 | 2 | 3 | 2 | 2 | 2322 | 4 | 0 | 2 | 0 | 2 | o | 15 | 0 | 1 | 13 | 33 | 63 | 92 | 116 | 108 | 169 | 167 | 0 | - | - | 121 | 0 | 152 | 162 | 0 | 184 | 314.3596 | 13 | 33 | 63 | 93 | 117 | 109 | 170 | 168 | 0 | - | - | 122 | 0 | 153 | 162 | 0 | 184 | 227.1176 | 63.2409 | 0 | 16.5474 | 30.0876 | 13.0216 | -39.1064 | 83.7909 | 53.6927 | 0 | 25.5474 | 30.9426 | 12.4888 | -24.6691 | 98.0024
| 22 | 32 |  |  |  |  | 0 | 4 | 3 | 2 | 1 | 4321 | 8 | 0 | 1 | 0 | 2 | o | 23 | 1 | 1 | 17 | 37 | 67 | 92 | 116 | 108 | 0 | 0 | 0 | - | - | 133 | 0 | 148 | 162 | 185 | 184 | 418.2567 | 17 | 37 | 67 | 93 | 117 | 109 | 0 | 0 | 0 | - | - | 134 | 0 | 149 | 162 | 186 | 184 | 293.5798 | 54.9491 | 0 | 7.5048 | 30.0876 | 1.1204 | -39.1064 | 54.5555 | 45.0092 | 0 | 11.8214 | 30.9426 | 1.0235 | -24.6691 | 64.1276
| 23 | 32 |  |  |  |  | 0 | 4 | 3 | 2 | 1 | 4321 | 8 | 0 | 1 | 0 | 2 | o | 23 | 1 | 1 | 17 | 37 | 67 | 92 | 116 | 108 | 0 | 0 | 0 | - | - | 133 | 0 | 148 | 162 | 185 | 184 | 418.2567 | 17 | 37 | 67 | 93 | 117 | 109 | 0 | 0 | 0 | - | - | 134 | 0 | 149 | 162 | 186 | 184 | 293.5798 | 54.9491 | 0 | 7.5048 | 30.0876 | 1.1204 | -39.1064 | 54.5555 | 45.0092 | 0 | 11.8214 | 30.9426 | 1.0235 | -24.6691 | 64.1276
| 24 | 1 |  |  |  |  | 0 | 1 | 1 | 1 | 1 | 1111 | 6 | 0 | 1 | 0 | 2 | o | 21 | 1 | 1 | 1 | 23 | 0 | 80 | 0 | 102 | 0 | 0 | 0 | - | - | 121 | 0 | 148 | 162 | 185 | 184 | 165.534 | 1 | 23 | 0 | 81 | 0 | 103 | 0 | 0 | 0 | - | - | 122 | 0 | 149 | 162 | 186 | 184 | 106.4348 | 251.8123 | 0 | 10.4647 | 30.0876 | 2.5567 | -39.1064 | 255.8148 | 128.2086 | 0 | 16.6415 | 30.9426 | 1.44 | -24.6691 | 152.5637
| 25 | 32 |  |  |  |  | 0 | 4 | 3 | 2 | 1 | 4321 | 6 | 0 | 1 | 0 | 2 | o | 21 | 1 | 1 | 17 | 37 | 67 | 92 | 116 | 108 | 0 | 0 | 0 | - | - | 121 | 0 | 148 | 162 | 185 | 184 | 339.508 | 17 | 37 | 67 | 93 | 117 | 109 | 0 | 0 | 0 | - | - | 122 | 0 | 149 | 162 | 186 | 184 | 239.6793 | 60.6979 | 0 | 10.4647 | 30.0876 | 1.1204 | -39.1064 | 63.2641 | 60.8015 | 0 | 16.6415 | 30.9426 | 1.0235 | -24.6691 | 84.74
| 26 | 34 |  |  |  |  | 1 | 4 | 3 | 2 | 2 | 4322 | 6 | 0 | 1 | 0 | 2 | o | 21 | 1 | 1 | 17 | 37 | 67 | 92 | 116 | 108 | 169 | 167 | 0 | - | - | 121 | 0 | 148 | 162 | 185 | 184 | 359.4916 | 17 | 37 | 67 | 93 | 117 | 109 | 170 | 168 | 0 | - | - | 122 | 0 | 149 | 162 | 186 | 184 | 255.5047 | 42.0896 | 0 | 10.4647 | 30.0876 | 12.9273 | -39.1064 | 56.4626 | 42.5369 | 0 | 16.6415 | 30.9426 | 12.4582 | -24.6691 | 77.9101
[58 empty] | Energy use[kWh/m2y] - SFH | [6 empty] | Energy use[kWh/m2y] - AB
| Nº | Variant E+ | e | w | c | L | HR | E | W | C | HR |  | HE | CO | HE-E | CO-E | C | L | DHW | RES-ST | RES-PV | R | W | B | Win | NC | SS | HR I | HR II | L | Performance | HE Code | HE | CO | E | Control | DHW-ST | PV | Total SFH | Roof | Walls | Basement | Windows | NC | SS | Heat Recovery - grilles and ducts | Heat Recovery - unit | L |  |  | Heating Generation | CO | Emission | Control | Thermal Solar | PV | Total AB | H | C | DHW | L | AUX | RES-E | - | H | C | DHW | L | AUX | RES-E | -
2020 | 1 | 1 | - | o | o | o | 0 | 1 | 1 | 1 | 1 | 1111 | 2 | 11 | 2 | 3 | 1 | o | 14 | 0 | 0 | 25.4105 | 26.0168 |  | 6.288 | [5 empty] | 0 | 74 | 24.0755 |  | 36 | 3.8571 |  |  | 17030.7133 | 12.2961 | 8.5526 |  | 5.7921 | [5 empty] | 0 | 77 | 12.3474 |  | 33.6 | 0.54545 |  |  | 72402.3159 | 299.3525 | 2.172 | 15.72 | 11.3538 | 0.9648 | 0 | - | 152.4134 | 1.4212 | 24.27 | 11.6765 | 0.5434 | 0 | -
| 2 | 8 | o | o | + | o | 0 | 2 | 1 | 2 | 1 | 2121 | 6 | 11 | 1 | 3 | 2 | o | 15 | 0 | 0 | 8.8937 | 54.9243 | 20.3284 | 6.288 | 50.0881 | 23.3571 |  |  |  | 1 | 75 | 21.769 |  | 42 | 2.2286 |  |  | 32182.8054 | 4.3036 | 18.0555 | 9.8369 | 5.7921 | 46.138 | 21.5152 |  |  |  | 1 | 78 | 11.8658 |  | 38.4 | 0.15758 |  |  | 154504.0379 | 110.5777 | 0.056058 | 16.5474 | 11.3538 | 0.52317 | 0 | - | 92.1178 | 0.068232 | 25.5474 | 11.6765 | 0.44844 | 0 | -
| 3 | 18 | o+ | o | + | o | 0 | 3 | 1 | 2 | 1 | 3121 | 6 | 11 | 1 | 3 | 2 | o | 15 | 0 | 0 | 12.07 | 62.8739 | 22.8695 | 6.288 | 50.0881 | 23.3571 |  |  |  | 2 | 76 | 12.4404 |  | 42 | 2.2286 |  |  | 32790.176 | 5.8406 | 20.6688 | 11.0665 | 5.7921 | 46.138 | 21.5152 |  |  |  | 1 | 78 | 11.8658 |  | 38.4 | 0.15758 |  |  | 159830.1575 | 98.9332 | 0.051256 | 16.5474 | 11.3538 | 0.49696 | 0 | - | 87.4683 | 0.067258 | 25.5474 | 11.6765 | 0.43917 | 0 | -
| 4 | 24 | o+ | + | + | o | 0 | 3 | 3 | 2 | 1 | 3321 | 6 | 11 | 1 | 3 | 2 | o | 15 | 0 | 0 | 12.07 | 62.8739 | 22.8695 | 62.8799 | 50.0881 | 23.3571 |  |  |  | 2 | 76 | 12.4404 |  | 42 | 2.2286 |  |  | 40713.0418 | 5.8406 | 20.6688 | 11.0665 | 54.6775 | 46.138 | 21.5152 |  |  |  | 2 | 79 | 8.5504 |  | 38.4 | 0.15758 |  |  | 204944.4058 | 67.85 | 0.045258 | 16.5474 | 11.3538 | 0.43562 | 0 | - | 63.9342 | 0.055615 | 25.5474 | 11.6765 | 0.39077 | 0 | -
| 5 | 32 | + | + | + | o | 0 | 4 | 3 | 2 | 1 | 4321 | 6 | 11 | 1 | 3 | 2 | o | 15 | 0 | 0 | 15.2463 | 70.8234 | 27.9516 | 62.8799 | 50.0881 | 23.3571 |  |  |  | 2 | 76 | 12.4404 |  | 42 | 2.2286 |  |  | 42982.1597 | 7.3777 | 23.2821 | 13.5257 | 54.6775 | 46.138 | 21.5152 |  |  |  | 2 | 79 | 8.5504 |  | 38.4 | 0.15758 |  |  | 211487.8397 | 60.6979 | 0.041949 | 16.5474 | 11.3538 | 0.42281 | 0 | - | 60.8015 | 0.054929 | 25.5474 | 11.6765 | 0.38623 | 0 | -
| 6 | 26 | o+ | + | + | o | 1 | 3 | 3 | 2 | 2 | 3322 | 6 | 11 | 1 | 3 | 2 | o | 15 | 0 | 0 | 12.07 | 62.8739 | 22.8695 | 62.8799 | 50.0881 | 23.3571 | 5.3375 | 14.6461 |  | 2 | 76 | 12.4404 |  | 42 | 2.2286 |  |  | 43510.7458 | 5.8406 | 20.6688 | 11.0665 | 54.6775 | 46.138 | 21.5152 | 4.5018 | 11.3236 |  | 2 | 79 | 8.5504 |  | 38.4 | 0.15758 |  |  | 220611.5434 | 48.0516 | 0.039021 | 16.5474 | 11.3538 | 4.8917 | 0 | - | 45.0693 | 0.047477 | 25.5474 | 11.6765 | 4.7059 | 0 | -
| 7 | 34 | + | + | + | o | 1 | 4 | 3 | 2 | 2 | 4322 | 6 | 11 | 1 | 3 | 2 | o | 15 | 0 | 0 | 15.2463 | 70.8234 | 27.9516 | 62.8799 | 50.0881 | 23.3571 | 5.3375 | 14.6461 |  | 2 | 76 | 12.4404 |  | 42 | 2.2286 |  |  | 45779.8637 | 7.3777 | 23.2821 | 13.5257 | 54.6775 | 46.138 | 21.5152 | 4.5018 | 11.3236 |  | 2 | 79 | 8.5504 |  | 38.4 | 0.15758 |  |  | 227154.9773 | 42.0896 | 0.036128 | 16.5474 | 11.3538 | 4.8782 | 0 | - | 42.5369 | 0.04671 | 25.5474 | 11.6765 | 4.7012 | 0 | -
| 8 | 8 | o | o | + | o | 0 | 2 | 1 | 2 | 1 | 2121 | 8 | 13 | 1 | 1 | 2 | o | 17 | 0 | 0 | 8.8937 | 54.9243 | 20.3284 | 6.288 | 50.0881 | 23.3571 |  |  |  | 1 | 75 | 159.5682 |  | 42 | 2.2286 |  |  | 51474.6891 | 4.3036 | 18.0555 | 9.8369 | 5.7921 | 46.138 | 21.5152 |  |  |  | 1 | 78 | 86.6664 |  | 38.4 | 0.15758 |  |  | 228556.6209 | 30.5866 | 0.26044 | 4.3922 | 11.3538 | 0.52317 | 0 | - | 25.1075 | 0.058234 | 6.6818 | 11.6765 | 0.44844 | 0 | -
| 9 | 18 | o+ | o | + | o | 0 | 3 | 1 | 2 | 1 | 3121 | 8 | 13 | 1 | 1 | 2 | o | 17 | 0 | 0 | 12.07 | 62.8739 | 22.8695 | 6.288 | 50.0881 | 23.3571 |  |  |  | 2 | 76 | 91.1891 |  | 42 | 2.2286 |  |  | 43814.9946 | 5.8406 | 20.6688 | 11.0665 | 5.7921 | 46.138 | 21.5152 |  |  |  | 1 | 78 | 86.6664 |  | 38.4 | 0.15758 |  |  | 233882.7405 | 27.4411 | 0.26276 | 4.4043 | 11.3538 | 0.49696 | 0 | - | 23.8629 | 0.057403 | 6.6882 | 11.6765 | 0.43917 | 0 | -
| 10 | 24 | o+ | + | + | o | 0 | 3 | 3 | 2 | 1 | 3321 | 8 | 13 | 1 | 1 | 2 | o | 17 | 0 | 0 | 12.07 | 62.8739 | 22.8695 | 62.8799 | 50.0881 | 23.3571 |  |  |  | 2 | 76 | 91.1891 |  | 42 | 2.2286 |  |  | 51737.8603 | 5.8406 | 20.6688 | 11.0665 | 54.6775 | 46.138 | 21.5152 |  |  |  | 2 | 79 | 62.4509 |  | 38.4 | 0.15758 |  |  | 258305.956 | 19.0721 | 0.28615 | 4.4634 | 11.3538 | 0.43562 | 0 | - | 17.8191 | 0.048448 | 6.8326 | 11.6765 | 0.39077 | 0 | -
| 11 | 32 | + | + | + | o | 0 | 4 | 3 | 2 | 1 | 4321 | 8 | 13 | 1 | 1 | 2 | o | 17 | 0 | 0 | 15.2463 | 70.8234 | 27.9516 | 62.8799 | 50.0881 | 23.3571 |  |  |  | 2 | 76 | 91.1891 |  | 42 | 2.2286 |  |  | 54006.9782 | 7.3777 | 23.2821 | 13.5257 | 54.6775 | 46.138 | 21.5152 |  |  |  | 2 | 79 | 62.4509 |  | 38.4 | 0.15758 |  |  | 264849.39 | 17.1181 | 0.28908 | 4.4782 | 11.3538 | 0.42281 | 0 | - | 16.9846 | 0.048043 | 6.8482 | 11.6765 | 0.38623 | 0 | -
| 12 | 26 | o+ | + | + | o | 1 | 3 | 3 | 2 | 2 | 3322 | 8 | 13 | 1 | 1 | 2 | o | 17 | 0 | 0 | 12.07 | 62.8739 | 22.8695 | 62.8799 | 50.0881 | 23.3571 | 5.3375 | 14.6461 |  | 2 | 76 | 91.1891 |  | 42 | 2.2286 |  |  | 54535.5643 | 5.8406 | 20.6688 | 11.0665 | 54.6775 | 46.138 | 21.5152 | 4.5018 | 11.3236 |  | 2 | 79 | 62.4509 |  | 38.4 | 0.15758 |  |  | 273973.0936 | 13.7815 | 0.29737 | 4.5542 | 11.3538 | 4.8917 | 0 | - | 12.9554 | 0.043652 | 7.047 | 11.6765 | 4.7059 | 0 | -
| 13 | 34 | + | + | + | o | 1 | 4 | 3 | 2 | 2 | 4322 | 8 | 13 | 1 | 1 | 2 | o | 17 | 0 | 0 | 15.2463 | 70.8234 | 27.9516 | 62.8799 | 50.0881 | 23.3571 | 5.3375 | 14.6461 |  | 2 | 76 | 91.1891 |  | 42 | 2.2286 |  |  | 56804.6822 | 7.3777 | 23.2821 | 13.5257 | 54.6775 | 46.138 | 21.5152 | 4.5018 | 11.3236 |  | 2 | 79 | 62.4509 |  | 38.4 | 0.15758 |  |  | 280516.5276 | 12.1409 | 0.30179 | 4.5803 | 11.3538 | 4.8782 | 0 | - | 12.2785 | 0.043179 | 7.0764 | 11.6765 | 4.7012 | 0 | -
| 14 | 32 | + | + | + | o | 0 | 4 | 3 | 2 | 1 | 4321 | 6 | 11 | 1 | 3 | 2 | o | 21 | 1 | 1 | 15.2463 | 70.8234 | 27.9516 | 62.8799 | 50.0881 | 23.3571 |  |  |  | 2 | 76 | 12.4404 |  | 42 | 2.2286 | 9.2571 | 23.2355 | 47531.123 | 7.3777 | 23.2821 | 13.5257 | 54.6775 | 46.138 | 21.5152 |  |  |  | 2 | 79 | 8.5504 |  | 38.4 | 0.15758 | 11.5976 | 14.4576 | 237282.4785 | 60.6979 | 0.041949 | 10.4647 | 11.3538 | 0.42281 | -14.7571 | - | 60.8015 | 0.054929 | 16.6415 | 11.6765 | 0.38623 | -9.3091 | -
| 15 | 26 | o+ | + | + | o | 1 | 3 | 3 | 2 | 2 | 3322 | 6 | 11 | 1 | 3 | 2 | o | 21 | 1 | 1 | 12.07 | 62.8739 | 22.8695 | 62.8799 | 50.0881 | 23.3571 | 5.3375 | 14.6461 |  | 2 | 76 | 12.4404 |  | 42 | 2.2286 | 9.2571 | 23.2355 | 48059.7092 | 5.8406 | 20.6688 | 11.0665 | 54.6775 | 46.138 | 21.5152 | 4.5018 | 11.3236 |  | 2 | 79 | 8.5504 |  | 38.4 | 0.15758 | 11.5976 | 14.4576 | 246406.1822 | 48.0516 | 0.039021 | 10.4647 | 11.3538 | 4.8917 | -14.7571 | - | 45.0693 | 0.047477 | 16.6415 | 11.6765 | 4.7059 | -9.3091 | -
| 16 | 34 | + | + | + | o | 1 | 4 | 3 | 2 | 2 | 4322 | 6 | 11 | 1 | 3 | 2 | o | 21 | 1 | 1 | 15.2463 | 70.8234 | 27.9516 | 62.8799 | 50.0881 | 23.3571 | 5.3375 | 14.6461 |  | 2 | 76 | 12.4404 |  | 42 | 2.2286 | 9.2571 | 23.2355 | 50328.827 | 7.3777 | 23.2821 | 13.5257 | 54.6775 | 46.138 | 21.5152 | 4.5018 | 11.3236 |  | 2 | 79 | 8.5504 |  | 38.4 | 0.15758 | 11.5976 | 14.4576 | 252949.6161 | 42.0896 | 0.036128 | 10.4647 | 11.3538 | 4.8782 | -14.7571 | - | 42.5369 | 0.04671 | 16.6415 | 11.6765 | 4.7012 | -9.3091 | -
| 17 | 32 | + | + | + | o | 0 | 4 | 3 | 2 | 1 | 4321 | 8 | 13 | 1 | 1 | 2 | o | 23 | 1 | 1 | 15.2463 | 70.8234 | 27.9516 | 62.8799 | 50.0881 | 23.3571 |  |  |  | 2 | 76 | 91.1891 |  | 42 | 2.2286 | 9.2571 | 23.2355 | 58555.9416 | 7.3777 | 23.2821 | 13.5257 | 54.6775 | 46.138 | 21.5152 |  |  |  | 2 | 79 | 62.4509 |  | 38.4 | 0.15758 | 11.5976 | 14.4576 | 290644.0288 | 17.1181 | 0.28908 | 2.832 | 11.3538 | 0.42281 | -14.7571 | - | 16.9846 | 0.048043 | 4.4609 | 11.6765 | 0.38623 | -9.3091 | -
| 18 | 26 | o+ | + | + | o | 1 | 3 | 3 | 2 | 2 | 3322 | 8 | 13 | 1 | 1 | 2 | o | 23 | 1 | 1 | 12.07 | 62.8739 | 22.8695 | 62.8799 | 50.0881 | 23.3571 | 5.3375 | 14.6461 |  | 2 | 76 | 91.1891 |  | 42 | 2.2286 | 9.2571 | 23.2355 | 59084.5277 | 5.8406 | 20.6688 | 11.0665 | 54.6775 | 46.138 | 21.5152 | 4.5018 | 11.3236 |  | 2 | 79 | 62.4509 |  | 38.4 | 0.15758 | 11.5976 | 14.4576 | 299767.7324 | 13.7815 | 0.29737 | 2.8801 | 11.3538 | 4.8917 | -14.7571 | - | 12.9554 | 0.043652 | 4.5904 | 11.6765 | 4.7059 | -9.3091 | -
| 19 | 34 | + | + | + | o | 1 | 4 | 3 | 2 | 2 | 4322 | 8 | 13 | 1 | 1 | 2 | o | 23 | 1 | 1 | 15.2463 | 70.8234 | 27.9516 | 62.8799 | 50.0881 | 23.3571 | 5.3375 | 14.6461 |  | 2 | 76 | 91.1891 |  | 42 | 2.2286 | 9.2571 | 23.2355 | 61353.6456 | 7.3777 | 23.2821 | 13.5257 | 54.6775 | 46.138 | 21.5152 | 4.5018 | 11.3236 |  | 2 | 79 | 62.4509 |  | 38.4 | 0.15758 | 11.5976 | 14.4576 | 306311.1664 | 12.1409 | 0.30179 | 2.8966 | 11.3538 | 4.8782 | -14.7571 | - | 12.2785 | 0.043179 | 4.6096 | 11.6765 | 4.7012 | -9.3091 | -
| 20 | 24 |  |  |  |  | 0 | 3 | 3 | 2 | 1 | 3321 | 9 | 0 | 1 | 0 | 2 | o | 18 | 0 | 0 | 12.07 | 62.8739 | 22.8695 | 62.8799 | 50.0881 | 23.3571 |  |  |  | 2 | 76 | 8.8638 |  | 42 | 2.2286 |  |  | 40212.3082 | 5.8406 | 20.6688 | 11.0665 | 54.6775 | 46.138 | 21.5152 |  |  |  | 2 | 79 | 6.4 |  | 38.4 | 0.15758 |  |  | 202815.5394 | 67.1715 | 0 | 15.72 | 11.3538 | 0.43562 | 0 | - | 63.2948 | 0 | 24.27 | 11.6765 | 0.39077 | 0 | -
| 21 | 16 |  |  |  |  | 1 | 2 | 3 | 2 | 2 | 2322 | 4 | 0 | 2 | 0 | 2 | o | 15 | 0 | 1 | 8.8937 | 54.9243 | 20.3284 | 62.8799 | 50.0881 | 23.3571 | 5.3375 | 14.6461 |  | 2 | 76 | 12.4404 |  | 36 | 2.2286 |  | 23.2355 | 44010.3384 | 4.3036 | 18.0555 | 9.8369 | 54.6775 | 46.138 | 21.5152 | 4.5018 | 11.3236 |  | 2 | 79 | 8.5504 |  | 33.6 | 0.15758 |  | 14.4576 | 224846.4626 | 63.2409 | 0 | 16.5474 | 11.3538 | 4.9138 | -14.7571 | - | 53.6927 | 0 | 25.5474 | 11.6765 | 4.7127 | -9.3091 | -
| 22 | 32 |  |  |  |  | 0 | 4 | 3 | 2 | 1 | 4321 | 8 | 0 | 1 | 0 | 2 | o | 23 | 1 | 1 | 15.2463 | 70.8234 | 27.9516 | 62.8799 | 50.0881 | 23.3571 |  |  |  | 2 | 76 | 91.1891 |  | 42 | 2.2286 | 9.2571 | 23.2355 | 58555.9416 | 7.3777 | 23.2821 | 13.5257 | 54.6775 | 46.138 | 21.5152 |  |  |  | 2 | 79 | 62.4509 |  | 38.4 | 0.15758 | 11.5976 | 14.4576 | 290644.0288 | 17.1181 | 0 | 2.832 | 11.3538 | 0.42281 | -14.7571 | - | 16.9846 | 0 | 4.4609 | 11.6765 | 0.38623 | -9.3091 | -
| 23 | 32 |  |  |  |  | 0 | 4 | 3 | 2 | 1 | 4321 | 8 | 0 | 1 | 0 | 2 | o | 23 | 1 | 1 | 15.2463 | 70.8234 | 27.9516 | 62.8799 | 50.0881 | 23.3571 |  |  |  | 2 | 76 | 91.1891 |  | 42 | 2.2286 | 9.2571 | 23.2355 | 58555.9416 | 7.3777 | 23.2821 | 13.5257 | 54.6775 | 46.138 | 21.5152 |  |  |  | 2 | 79 | 62.4509 |  | 38.4 | 0.15758 | 11.5976 | 14.4576 | 290644.0288 | 17.1181 | 0 | 2.832 | 11.3538 | 0.42281 | -14.7571 | - | 16.9846 | 0 | 4.4609 | 11.6765 | 0.38623 | -9.3091 | -
| 24 | 1 |  |  |  |  | 0 | 1 | 1 | 1 | 1 | 1111 | 6 | 0 | 1 | 0 | 2 | o | 21 | 1 | 1 | 25.4105 | 26.0168 |  | 6.288 | [5 empty] | 0 | 74 | 31.0976 |  | 42 | 2.2286 | 9.2571 | 23.2355 | 23174.7612 | 12.2961 | 8.5526 |  | 5.7921 | [5 empty] | 0 | 77 | 15.1812 |  | 38.4 | 0.15758 | 11.5976 | 14.4576 | 105370.4426 | 251.8123 | 0 | 10.4647 | 11.3538 | 0.9648 | -14.7571 | - | 128.2086 | 0 | 16.6415 | 11.6765 | 0.5434 | -9.3091 | -
| 25 | 32 |  |  |  |  | 0 | 4 | 3 | 2 | 1 | 4321 | 6 | 0 | 1 | 0 | 2 | o | 21 | 1 | 1 | 15.2463 | 70.8234 | 27.9516 | 62.8799 | 50.0881 | 23.3571 |  |  |  | 2 | 76 | 12.4404 |  | 42 | 2.2286 | 9.2571 | 23.2355 | 47531.123 | 7.3777 | 23.2821 | 13.5257 | 54.6775 | 46.138 | 21.5152 |  |  |  | 2 | 79 | 8.5504 |  | 38.4 | 0.15758 | 11.5976 | 14.4576 | 237282.4785 | 60.6979 | 0 | 10.4647 | 11.3538 | 0.42281 | -14.7571 | - | 60.8015 | 0 | 16.6415 | 11.6765 | 0.38623 | -9.3091 | -
| 26 | 34 |  |  |  |  | 1 | 4 | 3 | 2 | 2 | 4322 | 6 | 0 | 1 | 0 | 2 | o | 21 | 1 | 1 | 15.2463 | 70.8234 | 27.9516 | 62.8799 | 50.0881 | 23.3571 | 5.3375 | 14.6461 |  | 2 | 76 | 12.4404 |  | 42 | 2.2286 | 9.2571 | 23.2355 | 50328.827 | 7.3777 | 23.2821 | 13.5257 | 54.6775 | 46.138 | 21.5152 | 4.5018 | 11.3236 |  | 2 | 79 | 8.5504 |  | 38.4 | 0.15758 | 11.5976 | 14.4576 | 252949.6161 | 42.0896 | 0 | 10.4647 | 11.3538 | 4.8782 | -14.7571 | - | 42.5369 | 0 | 16.6415 | 11.6765 | 4.7012 | -9.3091 | -

## FI_Helsinki
| CLIMATE ZONE | [20 empty] | FI_Helsinki
| Energy efficiency measure or package of measures - RESIDENTIAL | [20 empty] | INVESTMENT COST [€/m2] | [35 empty] | (NET) PRIMARY ENERGY [kWh/m2]
Year | Nº |  | Code variant | [18 empty] | Codes Cost database(*) | [16 empty] | SFH | Codes Cost database | [16 empty] | AB | [6 empty] | SFH | [6 empty] | AB
|  | Variant E+ | e | w | c | L | HR | E | W | C | HR |  | HE | CO | HE-E | CO-E | C | L | DHW | RES-ST | RES-PV | R | W | B | Win | NC | SS | HR I | HR II | L | - | - | HE | CO | E | Control | DHW-ST | PV | 140 | R | W | B | Win | NC | SS | HR I | HR II | L | - | - | HE | CO | E | Control | DHW-ST | PV | 990 | H | C | DHW | L | AUX | RES-E | 140 | H | C | DHW | L | AUX | RES-E | 990
2010 | 1 | 1 | - | o | o | o | 0 | 1 | 1 | 1 | 1 | 1111 | 2 | 0 | 2 | 0 | 1 | o | 14 | 0 | 0 | 1 | 23 | 0 | 80 | 0 | 102 | 0 | 0 | 0 | - | - | 145 | 0 | 152 | 160 | 0 | 0 | 235.3706 | 1 | 23 | 0 | 81 | 0 | 103 | 0 | 0 | 0 | - | - | 146 | 0 | 153 | 160 | 0 | 0 | 104.4845 | 144.5729 | 0 | 11.662 | 30.6552 | 1.7608 | 0 | 188.651 | 125.4856 | 0 | 18.004 | 31.5264 | 1.4921 | 0 | 176.5082
| 2 | 9 | o | o+ | o | o | 0 | 2 | 2 | 1 | 1 | 2211 | 9 | 0 | 2 | 0 | 2 | o | 18 | 0 | 0 | 13 | 33 | 63 | 92 | 0 | 102 | 0 | 0 | 0 | - | - | 136 | 0 | 152 | 162 | 0 | 0 | 279.4014 | 13 | 33 | 0 | 93 | 0 | 103 | 0 | 0 | 0 | - | - | 138 | 0 | 153 | 162 | 0 | 0 | 156.1548 | 65.7199 | 0 | 11.662 | 30.6552 | 1.2729 | 0 | 109.31 | 63.818 | 0 | 18.004 | 31.5264 | 1.1309 | 0 | 114.4793
| 3 | 19 | o+ | o+ | o | o | 0 | 3 | 2 | 1 | 1 | 3211 | 9 | 0 | 2 | 0 | 2 | o | 18 | 0 | 0 | 15 | 35 | 65 | 92 | 0 | 102 | 0 | 0 | 0 | - | - | 136 | 0 | 152 | 162 | 0 | 0 | 294.4878 | 15 | 35 | 0 | 93 | 0 | 103 | 0 | 0 | 0 | - | - | 138 | 0 | 153 | 162 | 0 | 0 | 161.7148 | 61.7076 | 0 | 11.662 | 30.6552 | 1.2465 | 0 | 105.2714 | 61.0486 | 0 | 18.004 | 31.5264 | 1.1178 | 0 | 111.6969
| 4 | 31 | + | + | o | o | 0 | 4 | 3 | 1 | 1 | 4311 | 9 | 0 | 2 | 0 | 2 | o | 18 | 0 | 0 | 17 | 37 | 67 | 94 | 0 | 102 | 0 | 0 | 0 | - | - | 136 | 0 | 152 | 162 | 0 | 0 | 338.4258 | 17 | 37 | 0 | 95 | 0 | 103 | 0 | 0 | 0 | - | - | 138 | 0 | 153 | 162 | 0 | 0 | 193.8512 | 55.252 | 0 | 11.662 | 30.6552 | 1.2009 | 0 | 98.7702 | 56.1784 | 0 | 18.004 | 31.5264 | 1.0878 | 0 | 106.7966
| 5 | 11 | o | o+ | o | o | 1 | 2 | 2 | 1 | 2 | 2212 | 9 | 0 | 2 | 0 | 2 | o | 18 | 0 | 0 | 13 | 33 | 63 | 92 | 0 | 102 | 169 | 167 | 0 | - | - | 136 | 0 | 152 | 162 | 0 | 0 | 293.6174 | 13 | 33 | 0 | 93 | 0 | 103 | 170 | 168 | 0 | - | - | 138 | 0 | 153 | 162 | 0 | 0 | 184.3822 | 45.5612 | 0 | 11.662 | 30.6552 | 13.0852 | 0 | 100.9637 | 44.0886 | 0 | 18.004 | 31.5264 | 12.5681 | 0 | 106.1871
| 6 | 21 | o+ | o+ | o | o | 1 | 3 | 2 | 1 | 2 | 3212 | 9 | 0 | 2 | 0 | 2 | o | 18 | 0 | 0 | 15 | 35 | 65 | 92 | 0 | 102 | 169 | 167 | 0 | - | - | 136 | 0 | 152 | 162 | 0 | 0 | 308.7038 | 15 | 35 | 0 | 93 | 0 | 103 | 170 | 168 | 0 | - | - | 138 | 0 | 153 | 162 | 0 | 0 | 189.9422 | 42.1438 | 0 | 11.662 | 30.6552 | 13.0581 | 0 | 97.5191 | 41.8192 | 0 | 18.004 | 31.5264 | 12.5542 | 0 | 103.9039
| 7 | 33 | + | + | o | o | 1 | 4 | 3 | 1 | 2 | 4312 | 9 | 0 | 2 | 0 | 2 | o | 18 | 0 | 0 | 17 | 37 | 67 | 94 | 0 | 102 | 169 | 167 | 0 | - | - | 136 | 0 | 152 | 162 | 0 | 0 | 352.6418 | 17 | 37 | 0 | 95 | 0 | 103 | 170 | 168 | 0 | - | - | 138 | 0 | 153 | 162 | 0 | 0 | 222.0786 | 36.7274 | 0 | 11.662 | 30.6552 | 13.0107 | 0 | 92.0554 | 37.82 | 0 | 18.004 | 31.5264 | 12.5243 | 0 | 99.8747
| 8 | 9 | o | o+ | o | o | 0 | 2 | 2 | 1 | 1 | 2211 | 10 | 0 | 2 | 0 | 2 | o | 19 | 0 | 0 | 13 | 33 | 63 | 92 | 0 | 102 | 0 | 0 | 0 | - | - | 189 | 0 | 152 | 162 | 0 | 0 | 395.5573 | 13 | 33 | 0 | 93 | 0 | 103 | 0 | 0 | 0 | - | - | 190 | 0 | 153 | 162 | 0 | 0 | 201.3379 | 52.1586 | 0 | 9.2556 | 30.6552 | 1.2729 | 0 | 93.3423 | 50.6492 | 0 | 14.2889 | 31.5264 | 1.1309 | 0 | 97.5954
| 9 | 19 | o+ | o+ | o | o | 0 | 3 | 2 | 1 | 1 | 3211 | 10 | 0 | 2 | 0 | 2 | o | 19 | 0 | 0 | 15 | 35 | 65 | 92 | 0 | 102 | 0 | 0 | 0 | - | - | 189 | 0 | 152 | 162 | 0 | 0 | 368.2586 | 15 | 35 | 0 | 93 | 0 | 103 | 0 | 0 | 0 | - | - | 190 | 0 | 153 | 162 | 0 | 0 | 190.4567 | 48.9743 | 0 | 9.2556 | 30.6552 | 1.2465 | 0 | 90.1316 | 48.4513 | 0 | 14.2889 | 31.5264 | 1.1178 | 0 | 95.3844
| 10 | 31 | + | + | o | o | 0 | 4 | 3 | 1 | 1 | 4311 | 10 | 0 | 2 | 0 | 2 | o | 19 | 0 | 0 | 17 | 37 | 67 | 94 | 0 | 102 | 0 | 0 | 0 | - | - | 189 | 0 | 152 | 162 | 0 | 0 | 412.1965 | 17 | 37 | 0 | 95 | 0 | 103 | 0 | 0 | 0 | - | - | 190 | 0 | 153 | 162 | 0 | 0 | 222.593 | 43.8508 | 0 | 9.2556 | 30.6552 | 1.2009 | 0 | 84.9625 | 44.586 | 0 | 14.2889 | 31.5264 | 1.0878 | 0 | 91.4891
| 11 | 11 | o | o+ | o | o | 1 | 2 | 2 | 1 | 2 | 2212 | 10 | 0 | 2 | 0 | 2 | o | 19 | 0 | 0 | 13 | 33 | 63 | 92 | 0 | 102 | 169 | 167 | 0 | - | - | 189 | 0 | 152 | 162 | 0 | 0 | 367.3882 | 13 | 33 | 0 | 93 | 0 | 103 | 170 | 168 | 0 | - | - | 190 | 0 | 153 | 162 | 0 | 0 | 213.1241 | 36.1597 | 0 | 9.2556 | 30.6552 | 13.0852 | 0 | 89.1557 | 34.9909 | 0 | 14.2889 | 31.5264 | 12.5681 | 0 | 93.3744
| 12 | 21 | o+ | o+ | o | o | 1 | 3 | 2 | 1 | 2 | 3212 | 10 | 0 | 2 | 0 | 2 | o | 19 | 0 | 0 | 15 | 35 | 65 | 92 | 0 | 102 | 169 | 167 | 0 | - | - | 189 | 0 | 152 | 162 | 0 | 0 | 382.4746 | 15 | 35 | 0 | 93 | 0 | 103 | 170 | 168 | 0 | - | - | 190 | 0 | 153 | 162 | 0 | 0 | 218.6841 | 33.4474 | 0 | 9.2556 | 30.6552 | 13.0581 | 0 | 86.4163 | 33.1898 | 0 | 14.2889 | 31.5264 | 12.5542 | 0 | 91.5594
| 13 | 33 | + | + | o | o | 1 | 4 | 3 | 1 | 2 | 4312 | 10 | 0 | 2 | 0 | 2 | o | 19 | 0 | 0 | 17 | 37 | 67 | 94 | 0 | 102 | 169 | 167 | 0 | - | - | 189 | 0 | 152 | 162 | 0 | 0 | 426.4125 | 17 | 37 | 0 | 95 | 0 | 103 | 170 | 168 | 0 | - | - | 190 | 0 | 153 | 162 | 0 | 0 | 250.8204 | 29.1487 | 0 | 9.2556 | 30.6552 | 13.0107 | 0 | 82.0702 | 30.0158 | 0 | 14.2889 | 31.5264 | 12.5243 | 0 | 88.3555
| 14 | 31 | + | + | o | o | 0 | 4 | 3 | 1 | 1 | 4311 | 9 | 0 | 2 | 0 | 2 | o | 24 | 1 | 0 | 17 | 37 | 67 | 94 | 0 | 102 | 0 | 0 | 0 | - | - | 136 | 0 | 152 | 162 | 185 | 0 | 347.4401 | 17 | 37 | 0 | 95 | 0 | 103 | 0 | 0 | 0 | - | - | 138 | 0 | 153 | 162 | 186 | 0 | 204.9219 | 55.252 | 0 | 7.342 | 30.6552 | 1.2009 | 0 | 94.4502 | 56.1784 | 0 | 11.6595 | 31.5264 | 1.0878 | 0 | 100.4521
| 15 | 21 | o+ | o+ | o | o | 1 | 3 | 2 | 1 | 2 | 3212 | 9 | 0 | 2 | 0 | 2 | o | 24 | 1 | 0 | 15 | 35 | 65 | 92 | 0 | 102 | 169 | 167 | 0 | - | - | 136 | 0 | 152 | 162 | 185 | 0 | 317.7181 | 15 | 35 | 0 | 93 | 0 | 103 | 170 | 168 | 0 | - | - | 138 | 0 | 153 | 162 | 186 | 0 | 201.0129 | 42.1438 | 0 | 7.342 | 30.6552 | 13.0581 | 0 | 93.1991 | 41.8192 | 0 | 11.6595 | 31.5264 | 12.5542 | 0 | 97.5593
| 16 | 33 | + | + | o | o | 1 | 4 | 3 | 1 | 2 | 4312 | 9 | 0 | 2 | 0 | 2 | o | 24 | 1 | 0 | 17 | 37 | 67 | 94 | 0 | 102 | 169 | 167 | 0 | - | - | 136 | 0 | 152 | 162 | 185 | 0 | 361.6561 | 17 | 37 | 0 | 95 | 0 | 103 | 170 | 168 | 0 | - | - | 138 | 0 | 153 | 162 | 186 | 0 | 233.1493 | 36.7274 | 0 | 7.342 | 30.6552 | 13.0107 | 0 | 87.7354 | 37.82 | 0 | 11.6595 | 31.5264 | 12.5243 | 0 | 93.5302
| 17 | 31 | + | + | o | o | 0 | 4 | 3 | 1 | 1 | 4311 | 9 | 0 | 2 | 0 | 2 | o | 24 | 1 | 1 | 17 | 37 | 67 | 94 | 0 | 102 | 0 | 0 | 0 | - | - | 136 | 0 | 152 | 162 | 185 | 184 | 390.9044 | 17 | 37 | 0 | 95 | 0 | 103 | 0 | 0 | 0 | - | - | 138 | 0 | 153 | 162 | 186 | 184 | 231.9663 | 55.252 | 0 | 7.342 | 30.6552 | 1.2009 | -42.7757 | 51.6745 | 56.1784 | 0 | 11.6595 | 31.5264 | 1.0878 | -26.7845 | 73.6675
| 18 | 21 | o+ | o+ | o | o | 1 | 3 | 2 | 1 | 2 | 3212 | 9 | 0 | 2 | 0 | 2 | o | 24 | 1 | 1 | 15 | 35 | 65 | 92 | 0 | 102 | 169 | 167 | 0 | - | - | 136 | 0 | 152 | 162 | 185 | 184 | 361.1824 | 15 | 35 | 0 | 93 | 0 | 103 | 170 | 168 | 0 | - | - | 138 | 0 | 153 | 162 | 186 | 184 | 228.0574 | 42.1438 | 0 | 7.342 | 30.6552 | 13.0581 | -42.7757 | 50.4234 | 41.8192 | 0 | 11.6595 | 31.5264 | 12.5542 | -26.7845 | 70.7748
| 19 | 33 | + | + | o | o | 1 | 4 | 3 | 1 | 2 | 4312 | 9 | 0 | 2 | 0 | 2 | o | 24 | 1 | 1 | 17 | 37 | 67 | 94 | 0 | 102 | 169 | 167 | 0 | - | - | 136 | 0 | 152 | 162 | 185 | 184 | 405.1204 | 17 | 37 | 0 | 95 | 0 | 103 | 170 | 168 | 0 | - | - | 138 | 0 | 153 | 162 | 186 | 184 | 260.1937 | 36.7274 | 0 | 7.342 | 30.6552 | 13.0107 | -42.7757 | 44.9596 | 37.82 | 0 | 11.6595 | 31.5264 | 12.5243 | -26.7845 | 66.7457
| 20 | 33 | + | + | o | o | 1 | 4 | 3 | 1 | 2 | 4312 | 10 | 0 | 1 | 0 | 2 | o | 25 | 1 | 1 | 17 | 37 | 67 | 94 | 0 | 102 | 169 | 167 | 0 | - | - | 189 | 0 | 148 | 162 | 185 | 184 | 488.4911 | 17 | 37 | 0 | 95 | 0 | 103 | 170 | 168 | 0 | - | - | 190 | 0 | 149 | 162 | 186 | 184 | 304.2571 | 27.6616 | 0 | 5.827 | 30.6552 | 13.0107 | -42.7757 | 34.3788 | 28.4844 | 0 | 9.2535 | 31.5264 | 12.5243 | -26.7845 | 55.0042
| 21 | 21 |  |  |  |  | 1 | 3 | 2 | 1 | 2 | 3212 | 9 | 0 | 2 | 0 | 2 | o | 18 | 0 | 1 | 15 | 35 | 65 | 92 | 0 | 102 | 169 | 167 | 0 | - | - | 136 | 0 | 152 | 162 | 0 | 184 | 352.1681 | 15 | 35 | 0 | 93 | 0 | 103 | 170 | 168 | 0 | - | - | 138 | 0 | 153 | 162 | 0 | 184 | 216.9867 | 42.1438 | 0 | 11.662 | 30.6552 | 13.0581 | -42.7757 | 54.7434 | 41.8192 | 0 | 18.004 | 31.5264 | 12.5542 | -26.7845 | 77.1193
| 22 | 31 |  |  |  |  | 0 | 4 | 3 | 1 | 1 | 4311 | 9 | 0 | 2 | 0 | 2 | o | 18 | 0 | 0 | 17 | 37 | 67 | 94 | 0 | 102 | 0 | 0 | 0 | - | - | 136 | 0 | 152 | 162 | 0 | 0 | 338.4258 | 17 | 37 | 0 | 95 | 0 | 103 | 0 | 0 | 0 | - | - | 138 | 0 | 153 | 162 | 0 | 0 | 193.8512 | 55.252 | 0 | 11.662 | 30.6552 | 1.2009 | 0 | 98.7702 | 56.1784 | 0 | 18.004 | 31.5264 | 1.0878 | 0 | 106.7966
| 23 | 31 |  |  |  |  | 0 | 4 | 3 | 1 | 1 | 4311 | 9 | 0 | 2 | 0 | 2 | o | 18 | 0 | 1 | 17 | 37 | 67 | 94 | 0 | 102 | 0 | 0 | 0 | - | - | 136 | 0 | 152 | 162 | 0 | 184 | 381.8901 | 17 | 37 | 0 | 95 | 0 | 103 | 0 | 0 | 0 | - | - | 138 | 0 | 153 | 162 | 0 | 184 | 220.8956 | 55.252 | 0 | 11.662 | 30.6552 | 1.2009 | -42.7757 | 55.9945 | 56.1784 | 0 | 18.004 | 31.5264 | 1.0878 | -26.7845 | 80.0121
| 24 | 29 |  |  |  |  | 1 | 4 | 2 | 1 | 2 | 4212 | 10 | 0 | 2 | 0 | 2 | o | 19 | 0 | 0 | 17 | 37 | 67 | 92 | 0 | 102 | 169 | 167 | 0 | - | - | 189 | 0 | 152 | 162 | 0 | 0 | 397.5609 | 17 | 37 | 0 | 93 | 0 | 103 | 170 | 168 | 0 | - | - | 190 | 0 | 153 | 162 | 0 | 0 | 224.2441 | 31.3706 | 0 | 9.2556 | 30.6552 | 13.0389 | 0 | 84.3202 | 31.8409 | 0 | 14.2889 | 31.5264 | 12.5442 | 0 | 90.2004
| 25 | 27 |  |  |  |  | 0 | 4 | 2 | 1 | 1 | 4211 | 9 | 0 | 2 | 0 | 2 | o | 18 | 0 | 1 | 17 | 37 | 67 | 92 | 0 | 102 | 0 | 0 | 0 | - | - | 136 | 0 | 152 | 162 | 0 | 184 | 353.0385 | 17 | 37 | 0 | 93 | 0 | 103 | 0 | 0 | 0 | - | - | 138 | 0 | 153 | 162 | 0 | 184 | 194.3193 | 58.5613 | 0 | 11.662 | 30.6552 | 1.228 | -42.7757 | 59.3309 | 58.9828 | 0 | 18.004 | 31.5264 | 1.1078 | -26.7845 | 82.8365
| 26 | 29 |  |  |  |  | 1 | 4 | 2 | 1 | 2 | 4212 | 9 | 0 | 2 | 0 | 2 | o | 24 | 1 | 1 | 17 | 37 | 67 | 92 | 0 | 102 | 169 | 167 | 0 | - | - | 136 | 0 | 152 | 162 | 185 | 184 | 376.2688 | 17 | 37 | 0 | 93 | 0 | 103 | 170 | 168 | 0 | - | - | 138 | 0 | 153 | 162 | 186 | 184 | 233.6174 | 39.5269 | 0 | 7.342 | 30.6552 | 13.0389 | -42.7757 | 47.7873 | 40.1195 | 0 | 11.6595 | 31.5264 | 12.5442 | -26.7845 | 69.0651
[58 empty] | Energy use[kWh/m2y] - SFH | [6 empty] | Energy use[kWh/m2y] - AB
| Nº | Variant E+ | e | w | c | L | HR | E | W | C | HR |  | HE | CO | HE-E | CO-E | C | L | DHW | RES-ST | RES-PV | R | W | B | Win | NC | SS | HR I | HR II | L | Performance | HE Code | HE | CO | E | Control | DHW-ST | PV | Total SFH | Roof | Walls | Basement | Windows | NC | SS | Heat Recovery - grilles and ducts | Heat Recovery - unit | L |  |  | Heating Generation | CO | Emission | Control | Thermal Solar | PV | Total AB | H | C | DHW | L | AUX | RES-E | - | H | C | DHW | L | AUX | RES-E | -
2010 | 1 | 1 | - | o | o | o | 0 | 1 | 1 | 1 | 1 | 1111 | 2 | 0 | 2 | 0 | 1 | o | 14 | 0 | 0 | 18.2374 | 111.5182 |  | 17.9931 | [5 empty] | 0 | 122 | 57.6056 |  | 25.5 | 4.5164 |  |  | 32951.8887 | 8.825 | 36.6598 |  | 16.0249 | [5 empty] | 0 | 125 | 26.5575 |  | 15.7785 | 0.63869 |  |  | 103439.6127 | 206.5327 | 0 | 16.66 | 11.3538 | 0.65216 | 0 | - | 179.2651 | 0 | 25.72 | 11.6765 | 0.55265 | 0 | -
| 2 | 9 | o | o+ | o | o | 0 | 2 | 2 | 1 | 1 | 2211 | 9 | 0 | 2 | 0 | 2 | o | 18 | 0 | 0 | 7.7418 | 134.5856 |  | 91.7299 | [5 empty] | 1 | 123 | 16.9929 |  | 25.5 | 2.8512 |  |  | 39116.2017 | 3.7463 | 44.2429 |  | 84.4959 | [5 empty] | 1 | 126 | 7.6897 |  | 15.7785 | 0.2016 |  |  | 154593.2514 | 93.8855 | 0 | 16.66 | 11.3538 | 0.47145 | 0 | - | 91.1686 | 0 | 25.72 | 11.6765 | 0.41884 | 0 | -
| 3 | 19 | o+ | o+ | o | o | 0 | 3 | 2 | 1 | 1 | 3211 | 9 | 0 | 2 | 0 | 2 | o | 18 | 0 | 0 | 11.6127 | 145.8011 |  | 91.7299 | [5 empty] | 2 | 124 | 16.9929 |  | 25.5 | 2.8512 |  |  | 41228.2956 | 5.6194 | 47.9298 |  | 84.4959 | [5 empty] | 2 | 127 | 7.6897 |  | 15.7785 | 0.2016 |  |  | 160097.6887 | 88.1537 | 0 | 16.66 | 11.3538 | 0.46168 | 0 | - | 87.2123 | 0 | 25.72 | 11.6765 | 0.41401 | 0 | -
| 4 | 31 | + | + | o | o | 0 | 4 | 3 | 1 | 1 | 4311 | 9 | 0 | 2 | 0 | 2 | o | 18 | 0 | 0 | 15.4837 | 157.0166 |  | 120.5815 | [5 empty] | 2 | 124 | 16.9929 |  | 25.5 | 2.8512 |  |  | 47379.6124 | 7.4925 | 51.6167 |  | 111.0722 | [5 empty] | 2 | 127 | 7.6897 |  | 15.7785 | 0.2016 |  |  | 191912.6606 | 78.9315 | 0 | 16.66 | 11.3538 | 0.44479 | 0 | - | 80.2549 | 0 | 25.72 | 11.6765 | 0.40288 | 0 | -
| 5 | 11 | o | o+ | o | o | 1 | 2 | 2 | 1 | 2 | 2212 | 9 | 0 | 2 | 0 | 2 | o | 18 | 0 | 0 | 7.7418 | 134.5856 |  | 91.7299 |  |  | 14.216 |  |  | 2 | 124 | 16.9929 |  | 25.5 | 2.8512 |  |  | 41106.4411 | 3.7463 | 44.2429 |  | 84.4959 |  |  | 14.2217 | 14.0057 |  | 2 | 127 | 7.6897 |  | 15.7785 | 0.2016 |  |  | 182538.3736 | 65.0875 | 0 | 16.66 | 11.3538 | 4.8464 | 0 | - | 62.9837 | 0 | 25.72 | 11.6765 | 4.6548 | 0 | -
| 6 | 21 | o+ | o+ | o | o | 1 | 3 | 2 | 1 | 2 | 3212 | 9 | 0 | 2 | 0 | 2 | o | 18 | 0 | 0 | 11.6127 | 145.8011 |  | 91.7299 |  |  | 14.216 |  |  | 2 | 124 | 16.9929 |  | 25.5 | 2.8512 |  |  | 43218.535 | 5.6194 | 47.9298 |  | 84.4959 |  |  | 14.2217 | 14.0057 |  | 2 | 127 | 7.6897 |  | 15.7785 | 0.2016 |  |  | 188042.8109 | 60.2054 | 0 | 16.66 | 11.3538 | 4.8363 | 0 | - | 59.7417 | 0 | 25.72 | 11.6765 | 4.6497 | 0 | -
| 7 | 33 | + | + | o | o | 1 | 4 | 3 | 1 | 2 | 4312 | 9 | 0 | 2 | 0 | 2 | o | 18 | 0 | 0 | 15.4837 | 157.0166 |  | 120.5815 |  |  | 14.216 |  |  | 2 | 124 | 16.9929 |  | 25.5 | 2.8512 |  |  | 49369.8518 | 7.4925 | 51.6167 |  | 111.0722 |  |  | 14.2217 | 14.0057 |  | 2 | 127 | 7.6897 |  | 15.7785 | 0.2016 |  |  | 219857.7828 | 52.4677 | 0 | 16.66 | 11.3538 | 4.8188 | 0 | - | 54.0285 | 0 | 25.72 | 11.6765 | 4.6386 | 0 | -
| 8 | 9 | o | o+ | o | o | 0 | 2 | 2 | 1 | 1 | 2211 | 10 | 0 | 2 | 0 | 2 | o | 19 | 0 | 0 | 7.7418 | 134.5856 |  | 91.7299 | [5 empty] | 1 | 123 | 133.1488 |  | 25.5 | 2.8512 |  |  | 55378.027 | 3.7463 | 44.2429 |  | 84.4959 | [5 empty] | 1 | 126 | 52.8728 |  | 15.7785 | 0.2016 |  |  | 199324.5238 | 104.3172 | 0 | 18.5111 | 11.3538 | 0.47145 | 0 | - | 101.2984 | 0 | 28.5778 | 11.6765 | 0.41884 | 0 | -
| 9 | 19 | o+ | o+ | o | o | 0 | 3 | 2 | 1 | 1 | 3211 | 10 | 0 | 2 | 0 | 2 | o | 19 | 0 | 0 | 11.6127 | 145.8011 |  | 91.7299 | [5 empty] | 2 | 124 | 90.7636 |  | 25.5 | 2.8512 |  |  | 51556.1991 | 5.6194 | 47.9298 |  | 84.4959 | [5 empty] | 2 | 127 | 36.4316 |  | 15.7785 | 0.2016 |  |  | 188552.1475 | 97.9485 | 0 | 18.5111 | 11.3538 | 0.46168 | 0 | - | 96.9025 | 0 | 28.5778 | 11.6765 | 0.41401 | 0 | -
| 10 | 31 | + | + | o | o | 0 | 4 | 3 | 1 | 1 | 4311 | 10 | 0 | 2 | 0 | 2 | o | 19 | 0 | 0 | 15.4837 | 157.0166 |  | 120.5815 | [5 empty] | 2 | 124 | 90.7636 |  | 25.5 | 2.8512 |  |  | 57707.5159 | 7.4925 | 51.6167 |  | 111.0722 | [5 empty] | 2 | 127 | 36.4316 |  | 15.7785 | 0.2016 |  |  | 220367.1193 | 87.7016 | 0 | 18.5111 | 11.3538 | 0.44479 | 0 | - | 89.1721 | 0 | 28.5778 | 11.6765 | 0.40288 | 0 | -
| 11 | 11 | o | o+ | o | o | 1 | 2 | 2 | 1 | 2 | 2212 | 10 | 0 | 2 | 0 | 2 | o | 19 | 0 | 0 | 7.7418 | 134.5856 |  | 91.7299 |  |  | 14.216 |  |  | 2 | 124 | 90.7636 |  | 25.5 | 2.8512 |  |  | 51434.3446 | 3.7463 | 44.2429 |  | 84.4959 |  |  | 14.2217 | 14.0057 |  | 2 | 127 | 36.4316 |  | 15.7785 | 0.2016 |  |  | 210992.8324 | 72.3194 | 0 | 18.5111 | 11.3538 | 4.8464 | 0 | - | 69.9819 | 0 | 28.5778 | 11.6765 | 4.6548 | 0 | -
| 12 | 21 | o+ | o+ | o | o | 1 | 3 | 2 | 1 | 2 | 3212 | 10 | 0 | 2 | 0 | 2 | o | 19 | 0 | 0 | 11.6127 | 145.8011 |  | 91.7299 |  |  | 14.216 |  |  | 2 | 124 | 90.7636 |  | 25.5 | 2.8512 |  |  | 53546.4385 | 5.6194 | 47.9298 |  | 84.4959 |  |  | 14.2217 | 14.0057 |  | 2 | 127 | 36.4316 |  | 15.7785 | 0.2016 |  |  | 216497.2697 | 66.8949 | 0 | 18.5111 | 11.3538 | 4.8363 | 0 | - | 66.3797 | 0 | 28.5778 | 11.6765 | 4.6497 | 0 | -
| 13 | 33 | + | + | o | o | 1 | 4 | 3 | 1 | 2 | 4312 | 10 | 0 | 2 | 0 | 2 | o | 19 | 0 | 0 | 15.4837 | 157.0166 |  | 120.5815 |  |  | 14.216 |  |  | 2 | 124 | 90.7636 |  | 25.5 | 2.8512 |  |  | 59697.7553 | 7.4925 | 51.6167 |  | 111.0722 |  |  | 14.2217 | 14.0057 |  | 2 | 127 | 36.4316 |  | 15.7785 | 0.2016 |  |  | 248312.2415 | 58.2975 | 0 | 18.5111 | 11.3538 | 4.8188 | 0 | - | 60.0317 | 0 | 28.5778 | 11.6765 | 4.6386 | 0 | -
| 14 | 31 | + | + | o | o | 0 | 4 | 3 | 1 | 1 | 4311 | 9 | 0 | 2 | 0 | 2 | o | 24 | 1 | 0 | 15.4837 | 157.0166 |  | 120.5815 | [5 empty] | 2 | 124 | 16.9929 |  | 25.5 | 2.8512 | 9.0143 |  | 48641.6124 | 7.4925 | 51.6167 |  | 111.0722 | [5 empty] | 2 | 127 | 7.6897 |  | 15.7785 | 0.2016 | 11.0707 |  | 202872.6606 | 78.9315 | 0 | 10.4886 | 11.3538 | 0.44479 | 0 | - | 80.2549 | 0 | 16.6564 | 11.6765 | 0.40288 | 0 | -
| 15 | 21 | o+ | o+ | o | o | 1 | 3 | 2 | 1 | 2 | 3212 | 9 | 0 | 2 | 0 | 2 | o | 24 | 1 | 0 | 11.6127 | 145.8011 |  | 91.7299 |  |  | 14.216 |  |  | 2 | 124 | 16.9929 |  | 25.5 | 2.8512 | 9.0143 |  | 44480.535 | 5.6194 | 47.9298 |  | 84.4959 |  |  | 14.2217 | 14.0057 |  | 2 | 127 | 7.6897 |  | 15.7785 | 0.2016 | 11.0707 |  | 199002.8109 | 60.2054 | 0 | 10.4886 | 11.3538 | 4.8363 | 0 | - | 59.7417 | 0 | 16.6564 | 11.6765 | 4.6497 | 0 | -
| 16 | 33 | + | + | o | o | 1 | 4 | 3 | 1 | 2 | 4312 | 9 | 0 | 2 | 0 | 2 | o | 24 | 1 | 0 | 15.4837 | 157.0166 |  | 120.5815 |  |  | 14.216 |  |  | 2 | 124 | 16.9929 |  | 25.5 | 2.8512 | 9.0143 |  | 50631.8518 | 7.4925 | 51.6167 |  | 111.0722 |  |  | 14.2217 | 14.0057 |  | 2 | 127 | 7.6897 |  | 15.7785 | 0.2016 | 11.0707 |  | 230817.7828 | 52.4677 | 0 | 10.4886 | 11.3538 | 4.8188 | 0 | - | 54.0285 | 0 | 16.6564 | 11.6765 | 4.6386 | 0 | -
| 17 | 31 | + | + | o | o | 0 | 4 | 3 | 1 | 1 | 4311 | 9 | 0 | 2 | 0 | 2 | o | 24 | 1 | 1 | 15.4837 | 157.0166 |  | 120.5815 | [5 empty] | 2 | 124 | 16.9929 |  | 25.5 | 2.8512 | 9.0143 | 43.4643 | 54726.6124 | 7.4925 | 51.6167 |  | 111.0722 | [5 empty] | 2 | 127 | 7.6897 |  | 15.7785 | 0.2016 | 11.0707 | 27.0444 | 229646.6606 | 78.9315 | 0 | 10.4886 | 11.3538 | 0.44479 | -15.8429 | - | 80.2549 | 0 | 16.6564 | 11.6765 | 0.40288 | -9.9202 | -
| 18 | 21 | o+ | o+ | o | o | 1 | 3 | 2 | 1 | 2 | 3212 | 9 | 0 | 2 | 0 | 2 | o | 24 | 1 | 1 | 11.6127 | 145.8011 |  | 91.7299 |  |  | 14.216 |  |  | 2 | 124 | 16.9929 |  | 25.5 | 2.8512 | 9.0143 | 43.4643 | 50565.535 | 5.6194 | 47.9298 |  | 84.4959 |  |  | 14.2217 | 14.0057 |  | 2 | 127 | 7.6897 |  | 15.7785 | 0.2016 | 11.0707 | 27.0444 | 225776.8109 | 60.2054 | 0 | 10.4886 | 11.3538 | 4.8363 | -15.8429 | - | 59.7417 | 0 | 16.6564 | 11.6765 | 4.6497 | -9.9202 | -
| 19 | 33 | + | + | o | o | 1 | 4 | 3 | 1 | 2 | 4312 | 9 | 0 | 2 | 0 | 2 | o | 24 | 1 | 1 | 15.4837 | 157.0166 |  | 120.5815 |  |  | 14.216 |  |  | 2 | 124 | 16.9929 |  | 25.5 | 2.8512 | 9.0143 | 43.4643 | 56716.8518 | 7.4925 | 51.6167 |  | 111.0722 |  |  | 14.2217 | 14.0057 |  | 2 | 127 | 7.6897 |  | 15.7785 | 0.2016 | 11.0707 | 27.0444 | 257591.7828 | 52.4677 | 0 | 10.4886 | 11.3538 | 4.8188 | -15.8429 | - | 54.0285 | 0 | 16.6564 | 11.6765 | 4.6386 | -9.9202 | -
| 20 | 33 | + | + | o | o | 1 | 4 | 3 | 1 | 2 | 4312 | 10 | 0 | 1 | 0 | 2 | o | 25 | 1 | 1 | 15.4837 | 157.0166 |  | 120.5815 |  |  | 14.216 |  |  | 2 | 124 | 90.7636 |  | 35.1 | 2.8512 | 9.0143 | 43.4643 | 68388.7553 | 7.4925 | 51.6167 |  | 111.0722 |  |  | 14.2217 | 14.0057 |  | 2 | 127 | 36.4316 |  | 31.1 | 0.2016 | 11.0707 | 27.0444 | 301214.5517 | 55.3231 | 0 | 11.654 | 11.3538 | 4.8188 | -15.8429 | - | 56.9688 | 0 | 18.5071 | 11.6765 | 4.6386 | -9.9202 | -
| 21 | 21 |  |  |  |  | 1 | 3 | 2 | 1 | 2 | 3212 | 9 | 0 | 2 | 0 | 2 | o | 18 | 0 | 1 | 11.6127 | 145.8011 |  | 91.7299 |  |  | 14.216 |  |  | 2 | 124 | 16.9929 |  | 25.5 | 2.8512 |  | 43.4643 | 49303.535 | 5.6194 | 47.9298 |  | 84.4959 |  |  | 14.2217 | 14.0057 |  | 2 | 127 | 7.6897 |  | 15.7785 | 0.2016 |  | 27.0444 | 214816.8109 | 60.2054 | 0 | 16.66 | 11.3538 | 4.8363 | -15.8429 | - | 59.7417 | 0 | 25.72 | 11.6765 | 4.6497 | -9.9202 | -
| 22 | 31 |  |  |  |  | 0 | 4 | 3 | 1 | 1 | 4311 | 9 | 0 | 2 | 0 | 2 | o | 18 | 0 | 0 | 15.4837 | 157.0166 |  | 120.5815 | [5 empty] | 2 | 124 | 16.9929 |  | 25.5 | 2.8512 |  |  | 47379.6124 | 7.4925 | 51.6167 |  | 111.0722 | [5 empty] | 2 | 127 | 7.6897 |  | 15.7785 | 0.2016 |  |  | 191912.6606 | 78.9315 | 0 | 16.66 | 11.3538 | 0.44479 | 0 | - | 80.2549 | 0 | 25.72 | 11.6765 | 0.40288 | 0 | -
| 23 | 31 |  |  |  |  | 0 | 4 | 3 | 1 | 1 | 4311 | 9 | 0 | 2 | 0 | 2 | o | 18 | 0 | 1 | 15.4837 | 157.0166 |  | 120.5815 | [5 empty] | 2 | 124 | 16.9929 |  | 25.5 | 2.8512 |  | 43.4643 | 53464.6124 | 7.4925 | 51.6167 |  | 111.0722 | [5 empty] | 2 | 127 | 7.6897 |  | 15.7785 | 0.2016 |  | 27.0444 | 218686.6606 | 78.9315 | 0 | 16.66 | 11.3538 | 0.44479 | -15.8429 | - | 80.2549 | 0 | 25.72 | 11.6765 | 0.40288 | -9.9202 | -
| 24 | 29 |  |  |  |  | 1 | 4 | 2 | 1 | 2 | 4212 | 10 | 0 | 2 | 0 | 2 | o | 19 | 0 | 0 | 15.4837 | 157.0166 |  | 91.7299 |  |  | 14.216 |  |  | 2 | 124 | 90.7636 |  | 25.5 | 2.8512 |  |  | 55658.5324 | 7.4925 | 51.6167 |  | 84.4959 |  |  | 14.2217 | 14.0057 |  | 2 | 127 | 36.4316 |  | 15.7785 | 0.2016 |  |  | 222001.707 | 62.7411 | 0 | 18.5111 | 11.3538 | 4.8292 | 0 | - | 63.6817 | 0 | 28.5778 | 11.6765 | 4.646 | 0 | -
| 25 | 27 |  |  |  |  | 0 | 4 | 2 | 1 | 1 | 4211 | 9 | 0 | 2 | 0 | 2 | o | 18 | 0 | 1 | 15.4837 | 157.0166 |  | 91.7299 | [5 empty] | 2 | 124 | 16.9929 |  | 25.5 | 2.8512 |  | 43.4643 | 49425.3895 | 7.4925 | 51.6167 |  | 84.4959 | [5 empty] | 2 | 127 | 7.6897 |  | 15.7785 | 0.2016 |  | 27.0444 | 192376.126 | 83.659 | 0 | 16.66 | 11.3538 | 0.45483 | -15.8429 | - | 84.2611 | 0 | 25.72 | 11.6765 | 0.4103 | -9.9202 | -
| 26 | 29 |  |  |  |  | 1 | 4 | 2 | 1 | 2 | 4212 | 9 | 0 | 2 | 0 | 2 | o | 24 | 1 | 1 | 15.4837 | 157.0166 |  | 91.7299 |  |  | 14.216 |  |  | 2 | 124 | 16.9929 |  | 25.5 | 2.8512 | 9.0143 | 43.4643 | 52677.6289 | 7.4925 | 51.6167 |  | 84.4959 |  |  | 14.2217 | 14.0057 |  | 2 | 127 | 7.6897 |  | 15.7785 | 0.2016 | 11.0707 | 27.0444 | 231281.2482 | 56.467 | 0 | 10.4886 | 11.3538 | 4.8292 | -15.8429 | - | 57.3136 | 0 | 16.6564 | 11.6765 | 4.646 | -9.9202 | -
| Energy efficiency measure or package of measures - RESIDENTIAL | [20 empty] | INVESTMENT COST [€/m2] | [35 empty] | (NET) PRIMARY ENERGY [kWh/m2]
Year | Nº |  | Code variant | [18 empty] | Codes Cost database(*) | [16 empty] | SFH | Codes Cost database | [16 empty] | AB | [6 empty] | SFH | [6 empty] | AB
|  | Variant E+ | e | w | c | L | HR | E | W | C | HR |  | HE | CO | HE-E | CO-E | C | L | DHW | RES-ST | RES-PV | R | W | B | Win | NC | SS | HR I | HR II | L | - | - | HE | CO | E | Control | DHW-ST | PV | 140 | R | W | B | Win | NC | SS | HR I | HR II | L | - | - | HE | CO | E | Control | DHW-ST | PV | 990 | H | C | DHW | L | AUX | RES-E | 140 | H | C | DHW | L | AUX | RES-E | 990
2020 | 1 | 1 | - | o | o | o | 0 | 1 | 1 | 1 | 1 | 1111 | 2 | 0 | 2 | 0 | 1 | o | 14 | 0 | 0 | 1 | 23 | 0 | 80 | 0 | 102 | 0 | 0 | 0 | - | - | 145 | 0 | 152 | 160 | 0 | 0 | 228.0157 | 1 | 23 | 0 | 81 | 0 | 103 | 0 | 0 | 0 | - | - | 146 | 0 | 153 | 160 | 0 | 0 | 101.7017 | 144.5729 | 0 | 11.662 | 29.7469 | 1.7087 | 0 | 187.6905 | 125.4856 | 0 | 18.004 | 30.5923 | 1.4479 | 0 | 175.5299
| 2 | 9 | o | o+ | o | o | 0 | 2 | 2 | 1 | 1 | 2211 | 9 | 0 | 2 | 0 | 2 | o | 18 | 0 | 0 | 13 | 33 | 63 | 92 | 0 | 102 | 0 | 0 | 0 | - | - | 136 | 0 | 152 | 162 | 0 | 0 | 269.8183 | 13 | 33 | 0 | 93 | 0 | 103 | 0 | 0 | 0 | - | - | 138 | 0 | 153 | 162 | 0 | 0 | 151.7959 | 65.7199 | 0 | 11.662 | 29.7469 | 1.2352 | 0 | 108.364 | 63.818 | 0 | 18.004 | 30.5923 | 1.0973 | 0 | 113.5117
| 3 | 19 | o+ | o+ | o | o | 0 | 3 | 2 | 1 | 1 | 3211 | 9 | 0 | 2 | 0 | 2 | o | 18 | 0 | 0 | 15 | 35 | 65 | 92 | 0 | 102 | 0 | 0 | 0 | - | - | 136 | 0 | 152 | 162 | 0 | 0 | 284.0936 | 15 | 35 | 0 | 93 | 0 | 103 | 0 | 0 | 0 | - | - | 138 | 0 | 153 | 162 | 0 | 0 | 157.057 | 61.7076 | 0 | 11.662 | 29.7469 | 1.2096 | 0 | 104.3261 | 61.0486 | 0 | 18.004 | 30.5923 | 1.0847 | 0 | 110.7296
| 4 | 31 | + | + | o | o | 0 | 4 | 3 | 1 | 1 | 4311 | 9 | 0 | 2 | 0 | 2 | o | 18 | 0 | 0 | 17 | 37 | 67 | 94 | 0 | 102 | 0 | 0 | 0 | - | - | 136 | 0 | 152 | 162 | 0 | 0 | 326.613 | 17 | 37 | 0 | 95 | 0 | 103 | 0 | 0 | 0 | - | - | 138 | 0 | 153 | 162 | 0 | 0 | 188.3349 | 55.252 | 0 | 11.662 | 29.7469 | 1.1653 | 0 | 97.8263 | 56.1784 | 0 | 18.004 | 30.5923 | 1.0555 | 0 | 105.8303
| 5 | 11 | o | o+ | o | o | 1 | 2 | 2 | 1 | 2 | 2212 | 9 | 0 | 2 | 0 | 2 | o | 18 | 0 | 0 | 13 | 33 | 63 | 92 | 0 | 102 | 169 | 167 | 0 | - | - | 136 | 0 | 152 | 162 | 0 | 0 | 284.0343 | 13 | 33 | 0 | 93 | 0 | 103 | 170 | 168 | 0 | - | - | 138 | 0 | 153 | 162 | 0 | 0 | 179.7432 | 45.5612 | 0 | 11.662 | 29.7469 | 12.6975 | 0 | 99.6677 | 44.0886 | 0 | 18.004 | 30.5923 | 12.1957 | 0 | 104.8806
| 6 | 21 | o+ | o+ | o | o | 1 | 3 | 2 | 1 | 2 | 3212 | 9 | 0 | 2 | 0 | 2 | o | 18 | 0 | 0 | 15 | 35 | 65 | 92 | 0 | 102 | 169 | 167 | 0 | - | - | 136 | 0 | 152 | 162 | 0 | 0 | 298.3096 | 15 | 35 | 0 | 93 | 0 | 103 | 170 | 168 | 0 | - | - | 138 | 0 | 153 | 162 | 0 | 0 | 185.0043 | 42.1438 | 0 | 11.662 | 29.7469 | 12.6712 | 0 | 96.2239 | 41.8192 | 0 | 18.004 | 30.5923 | 12.1822 | 0 | 102.5978
| 7 | 33 | + | + | o | o | 1 | 4 | 3 | 1 | 2 | 4312 | 9 | 0 | 2 | 0 | 2 | o | 18 | 0 | 0 | 17 | 37 | 67 | 94 | 0 | 102 | 169 | 167 | 0 | - | - | 136 | 0 | 152 | 162 | 0 | 0 | 340.829 | 17 | 37 | 0 | 95 | 0 | 103 | 170 | 168 | 0 | - | - | 138 | 0 | 153 | 162 | 0 | 0 | 216.2822 | 36.7274 | 0 | 11.662 | 29.7469 | 12.6252 | 0 | 90.7615 | 37.82 | 0 | 18.004 | 30.5923 | 12.1532 | 0 | 98.5695
| 8 | 9 | o | o+ | o | o | 0 | 2 | 2 | 1 | 1 | 2211 | 10 | 0 | 2 | 0 | 2 | o | 19 | 0 | 0 | 13 | 33 | 63 | 92 | 0 | 102 | 0 | 0 | 0 | - | - | 189 | 0 | 152 | 162 | 0 | 0 | 373.8697 | 13 | 33 | 0 | 93 | 0 | 103 | 0 | 0 | 0 | - | - | 190 | 0 | 153 | 162 | 0 | 0 | 192.1724 | 52.1586 | 0 | 9.2556 | 29.7469 | 1.2352 | 0 | 92.3963 | 50.6492 | 0 | 14.2889 | 30.5923 | 1.0973 | 0 | 96.6278
| 9 | 19 | o+ | o+ | o | o | 0 | 3 | 2 | 1 | 1 | 3211 | 10 | 0 | 2 | 0 | 2 | o | 19 | 0 | 0 | 15 | 35 | 65 | 92 | 0 | 102 | 0 | 0 | 0 | - | - | 189 | 0 | 152 | 162 | 0 | 0 | 349.6131 | 15 | 35 | 0 | 93 | 0 | 103 | 0 | 0 | 0 | - | - | 190 | 0 | 153 | 162 | 0 | 0 | 182.4869 | 48.9743 | 0 | 9.2556 | 29.7469 | 1.2096 | 0 | 89.1864 | 48.4513 | 0 | 14.2889 | 30.5923 | 1.0847 | 0 | 94.4172
| 10 | 31 | + | + | o | o | 0 | 4 | 3 | 1 | 1 | 4311 | 10 | 0 | 2 | 0 | 2 | o | 19 | 0 | 0 | 17 | 37 | 67 | 94 | 0 | 102 | 0 | 0 | 0 | - | - | 189 | 0 | 152 | 162 | 0 | 0 | 392.1325 | 17 | 37 | 0 | 95 | 0 | 103 | 0 | 0 | 0 | - | - | 190 | 0 | 153 | 162 | 0 | 0 | 213.7648 | 43.8508 | 0 | 9.2556 | 29.7469 | 1.1653 | 0 | 84.0186 | 44.586 | 0 | 14.2889 | 30.5923 | 1.0555 | 0 | 90.5228
| 11 | 11 | o | o+ | o | o | 1 | 2 | 2 | 1 | 2 | 2212 | 10 | 0 | 2 | 0 | 2 | o | 19 | 0 | 0 | 13 | 33 | 63 | 92 | 0 | 102 | 169 | 167 | 0 | - | - | 189 | 0 | 152 | 162 | 0 | 0 | 349.5538 | 13 | 33 | 0 | 93 | 0 | 103 | 170 | 168 | 0 | - | - | 190 | 0 | 153 | 162 | 0 | 0 | 205.1731 | 36.1597 | 0 | 9.2556 | 29.7469 | 12.6975 | 0 | 87.8597 | 34.9909 | 0 | 14.2889 | 30.5923 | 12.1957 | 0 | 92.0678
| 12 | 21 | o+ | o+ | o | o | 1 | 3 | 2 | 1 | 2 | 3212 | 10 | 0 | 2 | 0 | 2 | o | 19 | 0 | 0 | 15 | 35 | 65 | 92 | 0 | 102 | 169 | 167 | 0 | - | - | 189 | 0 | 152 | 162 | 0 | 0 | 363.8291 | 15 | 35 | 0 | 93 | 0 | 103 | 170 | 168 | 0 | - | - | 190 | 0 | 153 | 162 | 0 | 0 | 210.4342 | 33.4474 | 0 | 9.2556 | 29.7469 | 12.6712 | 0 | 85.1211 | 33.1898 | 0 | 14.2889 | 30.5923 | 12.1822 | 0 | 90.2533
| 13 | 33 | + | + | o | o | 1 | 4 | 3 | 1 | 2 | 4312 | 10 | 0 | 2 | 0 | 2 | o | 19 | 0 | 0 | 17 | 37 | 67 | 94 | 0 | 102 | 169 | 167 | 0 | - | - | 189 | 0 | 152 | 162 | 0 | 0 | 406.3485 | 17 | 37 | 0 | 95 | 0 | 103 | 170 | 168 | 0 | - | - | 190 | 0 | 153 | 162 | 0 | 0 | 241.7121 | 29.1487 | 0 | 9.2556 | 29.7469 | 12.6252 | 0 | 80.7764 | 30.0158 | 0 | 14.2889 | 30.5923 | 12.1532 | 0 | 87.0503
| 14 | 31 | + | + | o | o | 0 | 4 | 3 | 1 | 1 | 4311 | 9 | 0 | 2 | 0 | 2 | o | 24 | 1 | 0 | 17 | 37 | 67 | 94 | 0 | 102 | 0 | 0 | 0 | - | - | 136 | 0 | 152 | 162 | 185 | 0 | 335.2668 | 17 | 37 | 0 | 95 | 0 | 103 | 0 | 0 | 0 | - | - | 138 | 0 | 153 | 162 | 186 | 0 | 198.9628 | 55.252 | 0 | 7.342 | 29.7469 | 1.1653 | 0 | 93.5063 | 56.1784 | 0 | 11.6595 | 30.5923 | 1.0555 | 0 | 99.4857
| 15 | 21 | o+ | o+ | o | o | 1 | 3 | 2 | 1 | 2 | 3212 | 9 | 0 | 2 | 0 | 2 | o | 24 | 1 | 0 | 15 | 35 | 65 | 92 | 0 | 102 | 169 | 167 | 0 | - | - | 136 | 0 | 152 | 162 | 185 | 0 | 306.9633 | 15 | 35 | 0 | 93 | 0 | 103 | 170 | 168 | 0 | - | - | 138 | 0 | 153 | 162 | 186 | 0 | 195.6321 | 42.1438 | 0 | 7.342 | 29.7469 | 12.6712 | 0 | 91.9039 | 41.8192 | 0 | 11.6595 | 30.5923 | 12.1822 | 0 | 96.2532
| 16 | 33 | + | + | o | o | 1 | 4 | 3 | 1 | 2 | 4312 | 9 | 0 | 2 | 0 | 2 | o | 24 | 1 | 0 | 17 | 37 | 67 | 94 | 0 | 102 | 169 | 167 | 0 | - | - | 136 | 0 | 152 | 162 | 185 | 0 | 349.4827 | 17 | 37 | 0 | 95 | 0 | 103 | 170 | 168 | 0 | - | - | 138 | 0 | 153 | 162 | 186 | 0 | 226.9101 | 36.7274 | 0 | 7.342 | 29.7469 | 12.6252 | 0 | 86.4415 | 37.82 | 0 | 11.6595 | 30.5923 | 12.1532 | 0 | 92.225
| 17 | 31 | + | + | o | o | 0 | 4 | 3 | 1 | 1 | 4311 | 9 | 0 | 2 | 0 | 2 | o | 24 | 1 | 1 | 17 | 37 | 67 | 94 | 0 | 102 | 0 | 0 | 0 | - | - | 136 | 0 | 152 | 162 | 185 | 184 | 356.8115 | 17 | 37 | 0 | 95 | 0 | 103 | 0 | 0 | 0 | - | - | 138 | 0 | 153 | 162 | 186 | 184 | 212.3684 | 55.252 | 0 | 7.342 | 29.7469 | 1.1653 | -41.5083 | 51.998 | 56.1784 | 0 | 11.6595 | 30.5923 | 1.0555 | -25.9909 | 73.4948
| 18 | 21 | o+ | o+ | o | o | 1 | 3 | 2 | 1 | 2 | 3212 | 9 | 0 | 2 | 0 | 2 | o | 24 | 1 | 1 | 15 | 35 | 65 | 92 | 0 | 102 | 169 | 167 | 0 | - | - | 136 | 0 | 152 | 162 | 185 | 184 | 328.5081 | 15 | 35 | 0 | 93 | 0 | 103 | 170 | 168 | 0 | - | - | 138 | 0 | 153 | 162 | 186 | 184 | 209.0378 | 42.1438 | 0 | 7.342 | 29.7469 | 12.6712 | -41.5083 | 50.3956 | 41.8192 | 0 | 11.6595 | 30.5923 | 12.1822 | -25.9909 | 70.2623
| 19 | 33 | + | + | o | o | 1 | 4 | 3 | 1 | 2 | 4312 | 9 | 0 | 2 | 0 | 2 | o | 24 | 1 | 1 | 17 | 37 | 67 | 94 | 0 | 102 | 169 | 167 | 0 | - | - | 136 | 0 | 152 | 162 | 185 | 184 | 371.0275 | 17 | 37 | 0 | 95 | 0 | 103 | 170 | 168 | 0 | - | - | 138 | 0 | 153 | 162 | 186 | 184 | 240.3157 | 36.7274 | 0 | 7.342 | 29.7469 | 12.6252 | -41.5083 | 44.9333 | 37.82 | 0 | 11.6595 | 30.5923 | 12.1532 | -25.9909 | 66.2341
| 20 | 33 | + | + | o | o | 1 | 4 | 3 | 1 | 2 | 4312 | 10 | 0 | 1 | 0 | 2 | o | 25 | 1 | 1 | 17 | 37 | 67 | 94 | 0 | 102 | 169 | 167 | 0 | - | - | 189 | 0 | 148 | 162 | 185 | 184 | 446.147 | 17 | 37 | 0 | 95 | 0 | 103 | 170 | 168 | 0 | - | - | 190 | 0 | 149 | 162 | 186 | 184 | 281.0671 | 27.6616 | 0 | 5.827 | 29.7469 | 12.6252 | -41.5083 | 34.3524 | 28.4844 | 0 | 9.2535 | 30.5923 | 12.1532 | -25.9909 | 54.4926
| 21 | 21 |  |  |  |  | 1 | 3 | 2 | 1 | 2 | 3212 | 9 | 0 | 2 | 0 | 2 | o | 18 | 0 | 1 | 15 | 35 | 65 | 92 | 0 | 102 | 169 | 167 | 0 | - | - | 136 | 0 | 152 | 162 | 0 | 184 | 319.8544 | 15 | 35 | 0 | 93 | 0 | 103 | 170 | 168 | 0 | - | - | 138 | 0 | 153 | 162 | 0 | 184 | 198.4099 | 42.1438 | 0 | 11.662 | 29.7469 | 12.6712 | -41.5083 | 54.7156 | 41.8192 | 0 | 18.004 | 30.5923 | 12.1822 | -25.9909 | 76.6069
| 22 | 31 |  |  |  |  | 0 | 4 | 3 | 1 | 1 | 4311 | 9 | 0 | 2 | 0 | 2 | o | 18 | 0 | 0 | 17 | 37 | 67 | 94 | 0 | 102 | 0 | 0 | 0 | - | - | 136 | 0 | 152 | 162 | 0 | 0 | 326.613 | 17 | 37 | 0 | 95 | 0 | 103 | 0 | 0 | 0 | - | - | 138 | 0 | 153 | 162 | 0 | 0 | 188.3349 | 55.252 | 0 | 11.662 | 29.7469 | 1.1653 | 0 | 97.8263 | 56.1784 | 0 | 18.004 | 30.5923 | 1.0555 | 0 | 105.8303
| 23 | 31 |  |  |  |  | 0 | 4 | 3 | 1 | 1 | 4311 | 9 | 0 | 2 | 0 | 2 | o | 18 | 0 | 1 | 17 | 37 | 67 | 94 | 0 | 102 | 0 | 0 | 0 | - | - | 136 | 0 | 152 | 162 | 0 | 184 | 348.1578 | 17 | 37 | 0 | 95 | 0 | 103 | 0 | 0 | 0 | - | - | 138 | 0 | 153 | 162 | 0 | 184 | 201.7405 | 55.252 | 0 | 11.662 | 29.7469 | 1.1653 | -41.5083 | 56.318 | 56.1784 | 0 | 18.004 | 30.5923 | 1.0555 | -25.9909 | 79.8394
| 24 | 29 |  |  |  |  | 1 | 4 | 2 | 1 | 2 | 4212 | 10 | 0 | 2 | 0 | 2 | o | 19 | 0 | 0 | 17 | 37 | 67 | 92 | 0 | 102 | 169 | 167 | 0 | - | - | 189 | 0 | 152 | 162 | 0 | 0 | 378.1043 | 17 | 37 | 0 | 93 | 0 | 103 | 170 | 168 | 0 | - | - | 190 | 0 | 153 | 162 | 0 | 0 | 215.6953 | 31.3706 | 0 | 9.2556 | 29.7469 | 12.6525 | 0 | 83.0256 | 31.8409 | 0 | 14.2889 | 30.5923 | 12.1725 | 0 | 88.8946
| 25 | 27 |  |  |  |  | 0 | 4 | 2 | 1 | 1 | 4211 | 9 | 0 | 2 | 0 | 2 | o | 18 | 0 | 1 | 17 | 37 | 67 | 92 | 0 | 102 | 0 | 0 | 0 | - | - | 136 | 0 | 152 | 162 | 0 | 184 | 319.9136 | 17 | 37 | 0 | 93 | 0 | 103 | 0 | 0 | 0 | - | - | 138 | 0 | 153 | 162 | 0 | 184 | 175.7237 | 58.5613 | 0 | 11.662 | 29.7469 | 1.1917 | -41.5083 | 59.6536 | 58.9828 | 0 | 18.004 | 30.5923 | 1.075 | -25.9909 | 82.6632
| 26 | 29 |  |  |  |  | 1 | 4 | 2 | 1 | 2 | 4212 | 9 | 0 | 2 | 0 | 2 | o | 24 | 1 | 1 | 17 | 37 | 67 | 92 | 0 | 102 | 169 | 167 | 0 | - | - | 136 | 0 | 152 | 162 | 185 | 184 | 342.7834 | 17 | 37 | 0 | 93 | 0 | 103 | 170 | 168 | 0 | - | - | 138 | 0 | 153 | 162 | 186 | 184 | 214.2989 | 39.5269 | 0 | 7.342 | 29.7469 | 12.6525 | -41.5083 | 47.7601 | 40.1195 | 0 | 11.6595 | 30.5923 | 12.1725 | -25.9909 | 68.5529
[58 empty] | Energy use[kWh/m2y] - SFH | [6 empty] | Energy use[kWh/m2y] - AB
| Nº | Variant E+ | e | w | c | L | HR | E | W | C | HR |  | HE | CO | HE-E | CO-E | C | L | DHW | RES-ST | RES-PV | R | W | B | Win | NC | SS | HR I | HR II | L | Performance | HE Code | HE | CO | E | Control | DHW-ST | PV | Total SFH | Roof | Walls | Basement | Windows | NC | SS | Heat Recovery - grilles and ducts | Heat Recovery - unit | L |  |  | Heating Generation | CO | Emission | Control | Thermal Solar | PV | Total AB | H | C | DHW | L | AUX | RES-E | - | H | C | DHW | L | AUX | RES-E | -
2020 | 1 | 1 | - | o | o | o | 0 | 1 | 1 | 1 | 1 | 1111 | 2 | 0 | 2 | 0 | 1 | o | 14 | 0 | 0 | 17.2569 | 105.5226 |  | 17.6143 | [5 empty] | 0 | 122 | 57.6056 |  | 25.5 | 4.5164 |  |  | 31922.2017 | 8.3506 | 34.6889 |  | 15.6875 | [5 empty] | 0 | 125 | 26.5575 |  | 15.7785 | 0.63869 |  |  | 100684.6514 | 206.5327 | 0 | 16.66 | 11.3538 | 0.65216 | 0 | - | 179.2651 | 0 | 25.72 | 11.6765 | 0.55265 | 0 | -
| 2 | 9 | o | o+ | o | o | 0 | 2 | 2 | 1 | 1 | 2211 | 9 | 0 | 2 | 0 | 2 | o | 18 | 0 | 0 | 7.3256 | 127.3499 |  | 89.7987 | [5 empty] | 1 | 123 | 16.9929 |  | 25.5 | 2.8512 |  |  | 37774.5579 | 3.5448 | 41.8642 |  | 82.717 | [5 empty] | 1 | 126 | 7.6897 |  | 15.7785 | 0.2016 |  |  | 150277.918 | 93.8855 | 0 | 16.66 | 11.3538 | 0.47145 | 0 | - | 91.1686 | 0 | 25.72 | 11.6765 | 0.41884 | 0 | -
| 3 | 19 | o+ | o+ | o | o | 0 | 3 | 2 | 1 | 1 | 3211 | 9 | 0 | 2 | 0 | 2 | o | 18 | 0 | 0 | 10.9884 | 137.9623 |  | 89.7987 | [5 empty] | 2 | 124 | 16.9929 |  | 25.5 | 2.8512 |  |  | 39773.0983 | 5.3173 | 45.3529 |  | 82.717 | [5 empty] | 2 | 127 | 7.6897 |  | 15.7785 | 0.2016 |  |  | 155486.4178 | 88.1537 | 0 | 16.66 | 11.3538 | 0.46168 | 0 | - | 87.2123 | 0 | 25.72 | 11.6765 | 0.41401 | 0 | -
| 4 | 31 | + | + | o | o | 0 | 4 | 3 | 1 | 1 | 4311 | 9 | 0 | 2 | 0 | 2 | o | 18 | 0 | 0 | 14.6512 | 148.5748 |  | 118.0429 | [5 empty] | 2 | 124 | 16.9929 |  | 25.5 | 2.8512 |  |  | 45725.8254 | 7.0897 | 48.8416 |  | 108.7338 | [5 empty] | 2 | 127 | 7.6897 |  | 15.7785 | 0.2016 |  |  | 186451.5462 | 78.9315 | 0 | 16.66 | 11.3538 | 0.44479 | 0 | - | 80.2549 | 0 | 25.72 | 11.6765 | 0.40288 | 0 | -
| 5 | 11 | o | o+ | o | o | 1 | 2 | 2 | 1 | 2 | 2212 | 9 | 0 | 2 | 0 | 2 | o | 18 | 0 | 0 | 7.3256 | 127.3499 |  | 89.7987 |  |  | 14.216 |  |  | 2 | 124 | 16.9929 |  | 25.5 | 2.8512 |  |  | 39764.7973 | 3.5448 | 41.8642 |  | 82.717 |  |  | 14.2217 | 13.7255 |  | 2 | 127 | 7.6897 |  | 15.7785 | 0.2016 |  |  | 177945.7282 | 65.0875 | 0 | 16.66 | 11.3538 | 4.8464 | 0 | - | 62.9837 | 0 | 25.72 | 11.6765 | 4.6548 | 0 | -
| 6 | 21 | o+ | o+ | o | o | 1 | 3 | 2 | 1 | 2 | 3212 | 9 | 0 | 2 | 0 | 2 | o | 18 | 0 | 0 | 10.9884 | 137.9623 |  | 89.7987 |  |  | 14.216 |  |  | 2 | 124 | 16.9929 |  | 25.5 | 2.8512 |  |  | 41763.3377 | 5.3173 | 45.3529 |  | 82.717 |  |  | 14.2217 | 13.7255 |  | 2 | 127 | 7.6897 |  | 15.7785 | 0.2016 |  |  | 183154.228 | 60.2054 | 0 | 16.66 | 11.3538 | 4.8363 | 0 | - | 59.7417 | 0 | 25.72 | 11.6765 | 4.6497 | 0 | -
| 7 | 33 | + | + | o | o | 1 | 4 | 3 | 1 | 2 | 4312 | 9 | 0 | 2 | 0 | 2 | o | 18 | 0 | 0 | 14.6512 | 148.5748 |  | 118.0429 |  |  | 14.216 |  |  | 2 | 124 | 16.9929 |  | 25.5 | 2.8512 |  |  | 47716.0648 | 7.0897 | 48.8416 |  | 108.7338 |  |  | 14.2217 | 13.7255 |  | 2 | 127 | 7.6897 |  | 15.7785 | 0.2016 |  |  | 214119.3564 | 52.4677 | 0 | 16.66 | 11.3538 | 4.8188 | 0 | - | 54.0285 | 0 | 25.72 | 11.6765 | 4.6386 | 0 | -
| 8 | 9 | o | o+ | o | o | 0 | 2 | 2 | 1 | 1 | 2211 | 10 | 0 | 2 | 0 | 2 | o | 19 | 0 | 0 | 7.3256 | 127.3499 |  | 89.7987 | [5 empty] | 1 | 123 | 121.0443 |  | 25.5 | 2.8512 |  |  | 52341.7627 | 3.5448 | 41.8642 |  | 82.717 | [5 empty] | 1 | 126 | 48.0662 |  | 15.7785 | 0.2016 |  |  | 190250.6384 | 104.3172 | 0 | 18.5111 | 11.3538 | 0.47145 | 0 | - | 101.2984 | 0 | 28.5778 | 11.6765 | 0.41884 | 0 | -
| 9 | 19 | o+ | o+ | o | o | 0 | 3 | 2 | 1 | 1 | 3211 | 10 | 0 | 2 | 0 | 2 | o | 19 | 0 | 0 | 10.9884 | 137.9623 |  | 89.7987 | [5 empty] | 2 | 124 | 82.5124 |  | 25.5 | 2.8512 |  |  | 48945.8288 | 5.3173 | 45.3529 |  | 82.717 | [5 empty] | 2 | 127 | 33.1196 |  | 15.7785 | 0.2016 |  |  | 180662.0349 | 97.9485 | 0 | 18.5111 | 11.3538 | 0.46168 | 0 | - | 96.9025 | 0 | 28.5778 | 11.6765 | 0.41401 | 0 | -
| 10 | 31 | + | + | o | o | 0 | 4 | 3 | 1 | 1 | 4311 | 10 | 0 | 2 | 0 | 2 | o | 19 | 0 | 0 | 14.6512 | 148.5748 |  | 118.0429 | [5 empty] | 2 | 124 | 82.5124 |  | 25.5 | 2.8512 |  |  | 54898.5559 | 7.0897 | 48.8416 |  | 108.7338 | [5 empty] | 2 | 127 | 33.1196 |  | 15.7785 | 0.2016 |  |  | 211627.1633 | 87.7016 | 0 | 18.5111 | 11.3538 | 0.44479 | 0 | - | 89.1721 | 0 | 28.5778 | 11.6765 | 0.40288 | 0 | -
| 11 | 11 | o | o+ | o | o | 1 | 2 | 2 | 1 | 2 | 2212 | 10 | 0 | 2 | 0 | 2 | o | 19 | 0 | 0 | 7.3256 | 127.3499 |  | 89.7987 |  |  | 14.216 |  |  | 2 | 124 | 82.5124 |  | 25.5 | 2.8512 |  |  | 48937.5277 | 3.5448 | 41.8642 |  | 82.717 |  |  | 14.2217 | 13.7255 |  | 2 | 127 | 33.1196 |  | 15.7785 | 0.2016 |  |  | 203121.3453 | 72.3194 | 0 | 18.5111 | 11.3538 | 4.8464 | 0 | - | 69.9819 | 0 | 28.5778 | 11.6765 | 4.6548 | 0 | -
| 12 | 21 | o+ | o+ | o | o | 1 | 3 | 2 | 1 | 2 | 3212 | 10 | 0 | 2 | 0 | 2 | o | 19 | 0 | 0 | 10.9884 | 137.9623 |  | 89.7987 |  |  | 14.216 |  |  | 2 | 124 | 82.5124 |  | 25.5 | 2.8512 |  |  | 50936.0682 | 5.3173 | 45.3529 |  | 82.717 |  |  | 14.2217 | 13.7255 |  | 2 | 127 | 33.1196 |  | 15.7785 | 0.2016 |  |  | 208329.8451 | 66.8949 | 0 | 18.5111 | 11.3538 | 4.8363 | 0 | - | 66.3797 | 0 | 28.5778 | 11.6765 | 4.6497 | 0 | -
| 13 | 33 | + | + | o | o | 1 | 4 | 3 | 1 | 2 | 4312 | 10 | 0 | 2 | 0 | 2 | o | 19 | 0 | 0 | 14.6512 | 148.5748 |  | 118.0429 |  |  | 14.216 |  |  | 2 | 124 | 82.5124 |  | 25.5 | 2.8512 |  |  | 56888.7953 | 7.0897 | 48.8416 |  | 108.7338 |  |  | 14.2217 | 13.7255 |  | 2 | 127 | 33.1196 |  | 15.7785 | 0.2016 |  |  | 239294.9735 | 58.2975 | 0 | 18.5111 | 11.3538 | 4.8188 | 0 | - | 60.0317 | 0 | 28.5778 | 11.6765 | 4.6386 | 0 | -
| 14 | 31 | + | + | o | o | 0 | 4 | 3 | 1 | 1 | 4311 | 9 | 0 | 2 | 0 | 2 | o | 24 | 1 | 0 | 14.6512 | 148.5748 |  | 118.0429 | [5 empty] | 2 | 124 | 16.9929 |  | 25.5 | 2.8512 | 8.6537 |  | 46937.3454 | 7.0897 | 48.8416 |  | 108.7338 | [5 empty] | 2 | 127 | 7.6897 |  | 15.7785 | 0.2016 | 10.6279 |  | 196973.1462 | 78.9315 | 0 | 10.4886 | 11.3538 | 0.44479 | 0 | - | 80.2549 | 0 | 16.6564 | 11.6765 | 0.40288 | 0 | -
| 15 | 21 | o+ | o+ | o | o | 1 | 3 | 2 | 1 | 2 | 3212 | 9 | 0 | 2 | 0 | 2 | o | 24 | 1 | 0 | 10.9884 | 137.9623 |  | 89.7987 |  |  | 14.216 |  |  | 2 | 124 | 16.9929 |  | 25.5 | 2.8512 | 8.6537 |  | 42974.8577 | 5.3173 | 45.3529 |  | 82.717 |  |  | 14.2217 | 13.7255 |  | 2 | 127 | 7.6897 |  | 15.7785 | 0.2016 | 10.6279 |  | 193675.828 | 60.2054 | 0 | 10.4886 | 11.3538 | 4.8363 | 0 | - | 59.7417 | 0 | 16.6564 | 11.6765 | 4.6497 | 0 | -
| 16 | 33 | + | + | o | o | 1 | 4 | 3 | 1 | 2 | 4312 | 9 | 0 | 2 | 0 | 2 | o | 24 | 1 | 0 | 14.6512 | 148.5748 |  | 118.0429 |  |  | 14.216 |  |  | 2 | 124 | 16.9929 |  | 25.5 | 2.8512 | 8.6537 |  | 48927.5848 | 7.0897 | 48.8416 |  | 108.7338 |  |  | 14.2217 | 13.7255 |  | 2 | 127 | 7.6897 |  | 15.7785 | 0.2016 | 10.6279 |  | 224640.9564 | 52.4677 | 0 | 10.4886 | 11.3538 | 4.8188 | 0 | - | 54.0285 | 0 | 16.6564 | 11.6765 | 4.6386 | 0 | -
| 17 | 31 | + | + | o | o | 0 | 4 | 3 | 1 | 1 | 4311 | 9 | 0 | 2 | 0 | 2 | o | 24 | 1 | 1 | 14.6512 | 148.5748 |  | 118.0429 | [5 empty] | 2 | 124 | 16.9929 |  | 25.5 | 2.8512 | 8.6537 | 21.5448 | 49953.617 | 7.0897 | 48.8416 |  | 108.7338 | [5 empty] | 2 | 127 | 7.6897 |  | 15.7785 | 0.2016 | 10.6279 | 13.4057 | 210244.741 | 78.9315 | 0 | 10.4886 | 11.3538 | 0.44479 | -15.8429 | - | 80.2549 | 0 | 16.6564 | 11.6765 | 0.40288 | -9.9202 | -
| 18 | 21 | o+ | o+ | o | o | 1 | 3 | 2 | 1 | 2 | 3212 | 9 | 0 | 2 | 0 | 2 | o | 24 | 1 | 1 | 10.9884 | 137.9623 |  | 89.7987 |  |  | 14.216 |  |  | 2 | 124 | 16.9929 |  | 25.5 | 2.8512 | 8.6537 | 21.5448 | 45991.1293 | 5.3173 | 45.3529 |  | 82.717 |  |  | 14.2217 | 13.7255 |  | 2 | 127 | 7.6897 |  | 15.7785 | 0.2016 | 10.6279 | 13.4057 | 206947.4229 | 60.2054 | 0 | 10.4886 | 11.3538 | 4.8363 | -15.8429 | - | 59.7417 | 0 | 16.6564 | 11.6765 | 4.6497 | -9.9202 | -
| 19 | 33 | + | + | o | o | 1 | 4 | 3 | 1 | 2 | 4312 | 9 | 0 | 2 | 0 | 2 | o | 24 | 1 | 1 | 14.6512 | 148.5748 |  | 118.0429 |  |  | 14.216 |  |  | 2 | 124 | 16.9929 |  | 25.5 | 2.8512 | 8.6537 | 21.5448 | 51943.8564 | 7.0897 | 48.8416 |  | 108.7338 |  |  | 14.2217 | 13.7255 |  | 2 | 127 | 7.6897 |  | 15.7785 | 0.2016 | 10.6279 | 13.4057 | 237912.5512 | 52.4677 | 0 | 10.4886 | 11.3538 | 4.8188 | -15.8429 | - | 54.0285 | 0 | 16.6564 | 11.6765 | 4.6386 | -9.9202 | -
| 20 | 33 | + | + | o | o | 1 | 4 | 3 | 1 | 2 | 4312 | 10 | 0 | 1 | 0 | 2 | o | 25 | 1 | 1 | 14.6512 | 148.5748 |  | 118.0429 |  |  | 14.216 |  |  | 2 | 124 | 82.5124 |  | 35.1 | 2.8512 | 8.6537 | 21.5448 | 62460.5868 | 7.0897 | 48.8416 |  | 108.7338 |  |  | 14.2217 | 13.7255 |  | 2 | 127 | 33.1196 |  | 31.1 | 0.2016 | 10.6279 | 13.4057 | 278256.4785 | 55.3231 | 0 | 11.654 | 11.3538 | 4.8188 | -15.8429 | - | 56.9688 | 0 | 18.5071 | 11.6765 | 4.6386 | -9.9202 | -
| 21 | 21 |  |  |  |  | 1 | 3 | 2 | 1 | 2 | 3212 | 9 | 0 | 2 | 0 | 2 | o | 18 | 0 | 1 | 10.9884 | 137.9623 |  | 89.7987 |  |  | 14.216 |  |  | 2 | 124 | 16.9929 |  | 25.5 | 2.8512 |  | 21.5448 | 44779.6093 | 5.3173 | 45.3529 |  | 82.717 |  |  | 14.2217 | 13.7255 |  | 2 | 127 | 7.6897 |  | 15.7785 | 0.2016 |  | 13.4057 | 196425.8229 | 60.2054 | 0 | 16.66 | 11.3538 | 4.8363 | -15.8429 | - | 59.7417 | 0 | 25.72 | 11.6765 | 4.6497 | -9.9202 | -
| 22 | 31 |  |  |  |  | 0 | 4 | 3 | 1 | 1 | 4311 | 9 | 0 | 2 | 0 | 2 | o | 18 | 0 | 0 | 14.6512 | 148.5748 |  | 118.0429 | [5 empty] | 2 | 124 | 16.9929 |  | 25.5 | 2.8512 |  |  | 45725.8254 | 7.0897 | 48.8416 |  | 108.7338 | [5 empty] | 2 | 127 | 7.6897 |  | 15.7785 | 0.2016 |  |  | 186451.5462 | 78.9315 | 0 | 16.66 | 11.3538 | 0.44479 | 0 | - | 80.2549 | 0 | 25.72 | 11.6765 | 0.40288 | 0 | -
| 23 | 31 |  |  |  |  | 0 | 4 | 3 | 1 | 1 | 4311 | 9 | 0 | 2 | 0 | 2 | o | 18 | 0 | 1 | 14.6512 | 148.5748 |  | 118.0429 | [5 empty] | 2 | 124 | 16.9929 |  | 25.5 | 2.8512 |  | 21.5448 | 48742.097 | 7.0897 | 48.8416 |  | 108.7338 | [5 empty] | 2 | 127 | 7.6897 |  | 15.7785 | 0.2016 |  | 13.4057 | 199723.141 | 78.9315 | 0 | 16.66 | 11.3538 | 0.44479 | -15.8429 | - | 80.2549 | 0 | 25.72 | 11.6765 | 0.40288 | -9.9202 | -
| 24 | 29 |  |  |  |  | 1 | 4 | 2 | 1 | 2 | 4212 | 10 | 0 | 2 | 0 | 2 | o | 19 | 0 | 0 | 14.6512 | 148.5748 |  | 89.7987 |  |  | 14.216 |  |  | 2 | 124 | 82.5124 |  | 25.5 | 2.8512 |  |  | 52934.6087 | 7.0897 | 48.8416 |  | 82.717 |  |  | 14.2217 | 13.7255 |  | 2 | 127 | 33.1196 |  | 15.7785 | 0.2016 |  |  | 213538.3449 | 62.7411 | 0 | 18.5111 | 11.3538 | 4.8292 | 0 | - | 63.6817 | 0 | 28.5778 | 11.6765 | 4.646 | 0 | -
| 25 | 27 |  |  |  |  | 0 | 4 | 2 | 1 | 1 | 4211 | 9 | 0 | 2 | 0 | 2 | o | 18 | 0 | 1 | 14.6512 | 148.5748 |  | 89.7987 | [5 empty] | 2 | 124 | 16.9929 |  | 25.5 | 2.8512 |  | 21.5448 | 44787.9103 | 7.0897 | 48.8416 |  | 82.717 | [5 empty] | 2 | 127 | 7.6897 |  | 15.7785 | 0.2016 |  | 13.4057 | 173966.5125 | 83.659 | 0 | 16.66 | 11.3538 | 0.45483 | -15.8429 | - | 84.2611 | 0 | 25.72 | 11.6765 | 0.4103 | -9.9202 | -
| 26 | 29 |  |  |  |  | 1 | 4 | 2 | 1 | 2 | 4212 | 9 | 0 | 2 | 0 | 2 | o | 24 | 1 | 1 | 14.6512 | 148.5748 |  | 89.7987 |  |  | 14.216 |  |  | 2 | 124 | 16.9929 |  | 25.5 | 2.8512 | 8.6537 | 21.5448 | 47989.6697 | 7.0897 | 48.8416 |  | 82.717 |  |  | 14.2217 | 13.7255 |  | 2 | 127 | 7.6897 |  | 15.7785 | 0.2016 | 10.6279 | 13.4057 | 212155.9227 | 56.467 | 0 | 10.4886 | 11.3538 | 4.8292 | -15.8429 | - | 57.3136 | 0 | 16.6564 | 11.6765 | 4.646 | -9.9202 | -

## FR_Paris
| CLIMATE ZONE | [20 empty] | FR_Paris
| Energy efficiency measure or package of measures - RESIDENTIAL | [20 empty] | INVESTMENT COST [€/m2] | [35 empty] | (NET) PRIMARY ENERGY [kWh/m2]
Year | Nº |  | Code variant | [18 empty] | Codes Cost database(*) | [16 empty] | SFH | Codes Cost database | [16 empty] | AB | [6 empty] | SFH | [6 empty] | AB
|  | Variant E+ | e | w | c | L | HR | E | W | C | HR |  | HE | CO | HE-E | CO-E | C | L | DHW | RES-ST | RES-PV | R | W | B | Win | NC | SS | HR I | HR II | L | - | - | HE | CO | E | Control | DHW-ST | PV | 140 | R | W | B | Win | NC | SS | HR I | HR II | L |  |  | HE | CO | E | Control | DHW-ST | PV | 990 | H | C | DHW | L | AUX | RES-E | 140 | H | C | DHW | L | AUX | RES-E | 990
2010 | 1 | 1 | - | - | o | o | 0 | 1 | 1 | 1 | 1 | 1111 | 2 | 0 | 2 | 0 | 1 | o | 14 | 0 | 0 | 1 | 23 | 0 | 80 | 0 | 102 | 0 | 0 | 0 | - | - | 145 | 0 | 152 | 160 | 0 | 0 | 175.2535 | 1 | 23 | 0 | 81 | 0 | 103 | 0 | 0 | 0 |  |  | 146 | 0 | 153 | 160 | 0 | 0 | 78.2675 | 275.0567 | 0 | 19.65 | 31.2229 | 2.1607 | 0 | 328.0903 | 240.4141 | 0 | 30.3375 | 32.1103 | 1.8553 | 0 | 304.7172
| 2 | 7 | o | - | o | o | 0 | 2 | 1 | 1 | 1 | 2111 | 9 | 0 | 2 | 0 | 1 | o | 18 | 0 | 0 | 13 | 33 | 63 | 80 | 0 | 102 | 0 | 0 | 0 | - | - | 136 | 0 | 152 | 160 | 0 | 0 | 226.0346 | 13 | 33 | 63 | 81 | 0 | 103 | 0 | 0 | 0 |  |  | 138 | 0 | 153 | 160 | 0 | 0 | 103.014 | 118.7214 | 0 | 18.864 | 31.2229 | 1.4139 | 0 | 170.2223 | 89.6659 | 0 | 29.124 | 32.1103 | 1.2048 | 0 | 152.105
| 3 | 17 | o+ | - | o | o | 0 | 3 | 1 | 1 | 1 | 3111 | 9 | 0 | 2 | 0 | 1 | o | 18 | 0 | 0 | 15 | 35 | 65 | 80 | 0 | 102 | 0 | 0 | 0 | - | - | 136 | 0 | 152 | 160 | 0 | 0 | 234.4853 | 15 | 35 | 65 | 81 | 0 | 103 | 0 | 0 | 0 |  |  | 138 | 0 | 153 | 160 | 0 | 0 | 106.6418 | 105.901 | 0 | 18.864 | 31.2229 | 1.3724 | 0 | 157.3604 | 81.4263 | 0 | 29.124 | 32.1103 | 1.1783 | 0 | 143.8389
| 4 | 24 | o+ | o+ | + | o | 0 | 3 | 3 | 2 | 1 | 3321 | 4 | 0 | 2 | 0 | 1 | o | 15 | 0 | 0 | 15 | 35 | 65 | 90 | 116 | 108 | 0 | 0 | 0 | - | - | 121 | 0 | 152 | 160 | 0 | 0 | 380.1355 | 15 | 35 | 65 | 91 | 117 | 109 | 0 | 0 | 0 |  |  | 122 | 0 | 153 | 160 | 0 | 0 | 174.7884 | 54.0217 | 0 | 16.5474 | 31.2229 | 1.1098 | 0 | 102.9018 | 44.0332 | 0 | 25.5474 | 32.1103 | 1.0731 | 0 | 102.7639
| 5 | 32 | + | o+ | + | o | 0 | 4 | 3 | 2 | 1 | 4321 | 4 | 0 | 2 | 0 | 1 | o | 15 | 0 | 0 | 17 | 37 | 67 | 90 | 116 | 108 | 0 | 0 | 0 | - | - | 121 | 0 | 152 | 160 | 0 | 0 | 387.9922 | 17 | 37 | 67 | 91 | 117 | 109 | 0 | 0 | 0 |  |  | 122 | 0 | 153 | 160 | 0 | 0 | 178.1288 | 47.5955 | 0 | 16.5474 | 31.2229 | 1.0878 | 0 | 96.4536 | 39.9752 | 0 | 25.5474 | 32.1103 | 1.0594 | 0 | 98.6922
| 6 | 26 | o+ | o+ | + | o | 1 | 3 | 3 | 2 | 2 | 3322 | 4 | 0 | 2 | 0 | 1 | o | 15 | 0 | 0 | 15 | 35 | 65 | 90 | 116 | 108 | 169 | 167 | 0 | - | - | 121 | 0 | 152 | 160 | 0 | 0 | 403.1355 | 15 | 35 | 65 | 91 | 117 | 109 | 170 | 168 | 0 |  |  | 122 | 0 | 153 | 160 | 0 | 0 | 196.3596 | 38.936 | 0 | 16.5474 | 31.2229 | 13.2714 | 0 | 99.9777 | 29.1298 | 0 | 25.5474 | 32.1103 | 13.5026 | 0 | 100.29
| 7 | 34 | + | o+ | + | o | 1 | 4 | 3 | 2 | 2 | 4322 | 4 | 0 | 2 | 0 | 1 | o | 15 | 0 | 0 | 17 | 37 | 67 | 90 | 116 | 108 | 169 | 167 | 0 | - | - | 121 | 0 | 152 | 160 | 0 | 0 | 410.9922 | 17 | 37 | 67 | 91 | 117 | 109 | 170 | 168 | 0 |  |  | 122 | 0 | 153 | 160 | 0 | 0 | 199.7 | 33.6446 | 0 | 16.5474 | 31.2229 | 13.2492 | 0 | 94.6642 | 25.7548 | 0 | 25.5474 | 32.1103 | 13.4911 | 0 | 96.9036
| 8 | 7 | o | - | o | o | 0 | 2 | 1 | 1 | 1 | 2111 | 6 | 0 | 1 | 0 | 2 | o | 15 | 0 | 0 | 13 | 33 | 63 | 80 | 0 | 102 | 0 | 0 | 0 | - | - | 121 | 0 | 148 | 162 | 0 | 0 | 258.708 | 13 | 33 | 63 | 81 | 0 | 103 | 0 | 0 | 0 |  |  | 122 | 0 | 149 | 162 | 0 | 0 | 128.2661 | 83.2227 | 0 | 16.5474 | 31.2229 | 1.4139 | 0 | 132.407 | 62.8551 | 0 | 25.5474 | 32.1103 | 1.2048 | 0 | 121.7175
| 9 | 17 | o+ | - | o | o | 0 | 3 | 1 | 1 | 1 | 3111 | 6 | 0 | 1 | 0 | 2 | o | 15 | 0 | 0 | 15 | 35 | 65 | 80 | 0 | 102 | 0 | 0 | 0 | - | - | 121 | 0 | 148 | 162 | 0 | 0 | 257.6902 | 15 | 35 | 65 | 81 | 0 | 103 | 0 | 0 | 0 |  |  | 122 | 0 | 149 | 162 | 0 | 0 | 127.8325 | 74.2357 | 0 | 16.5474 | 31.2229 | 1.3724 | 0 | 123.3785 | 57.0792 | 0 | 25.5474 | 32.1103 | 1.1783 | 0 | 115.9151
| 10 | 24 | o+ | o+ | + | o | 0 | 3 | 3 | 2 | 1 | 3321 | 6 | 0 | 1 | 0 | 2 | o | 15 | 0 | 0 | 15 | 35 | 65 | 90 | 116 | 108 | 0 | 0 | 0 | - | - | 121 | 0 | 148 | 162 | 0 | 0 | 395.4469 | 15 | 35 | 65 | 91 | 117 | 109 | 0 | 0 | 0 |  |  | 122 | 0 | 149 | 162 | 0 | 0 | 194.6079 | 43.1704 | 0 | 16.5474 | 31.2229 | 1.1098 | 0 | 92.0505 | 35.1882 | 0 | 25.5474 | 32.1103 | 1.0731 | 0 | 93.919
| 11 | 32 | + | o+ | + | o | 0 | 4 | 3 | 2 | 1 | 4321 | 6 | 0 | 1 | 0 | 2 | o | 15 | 0 | 0 | 17 | 37 | 67 | 90 | 116 | 108 | 0 | 0 | 0 | - | - | 121 | 0 | 148 | 162 | 0 | 0 | 403.3037 | 17 | 37 | 67 | 91 | 117 | 109 | 0 | 0 | 0 |  |  | 122 | 0 | 149 | 162 | 0 | 0 | 197.9483 | 38.035 | 0 | 16.5474 | 31.2229 | 1.0878 | 0 | 86.8931 | 31.9454 | 0 | 25.5474 | 32.1103 | 1.0594 | 0 | 90.6624
| 12 | 26 | o+ | o+ | + | o | 1 | 3 | 3 | 2 | 2 | 3322 | 6 | 0 | 1 | 0 | 2 | o | 15 | 0 | 0 | 15 | 35 | 65 | 90 | 116 | 108 | 169 | 167 | 0 | - | - | 121 | 0 | 148 | 162 | 0 | 0 | 418.4469 | 15 | 35 | 65 | 91 | 117 | 109 | 170 | 168 | 0 |  |  | 122 | 0 | 149 | 162 | 0 | 0 | 216.1791 | 31.115 | 0 | 16.5474 | 31.2229 | 13.2714 | 0 | 92.1567 | 23.2785 | 0 | 25.5474 | 32.1103 | 13.5026 | 0 | 94.4387
| 13 | 34 | + | o+ | + | o | 1 | 4 | 3 | 2 | 2 | 4322 | 6 | 0 | 1 | 0 | 2 | o | 15 | 0 | 0 | 17 | 37 | 67 | 90 | 116 | 108 | 169 | 167 | 0 | - | - | 121 | 0 | 148 | 162 | 0 | 0 | 426.3037 | 17 | 37 | 67 | 91 | 117 | 109 | 170 | 168 | 0 |  |  | 122 | 0 | 149 | 162 | 0 | 0 | 219.5195 | 26.8865 | 0 | 16.5474 | 31.2229 | 13.2492 | 0 | 87.906 | 20.5815 | 0 | 25.5474 | 32.1103 | 13.4911 | 0 | 91.7302
| 14 | 24 | o+ | o+ | + | o | 0 | 3 | 3 | 2 | 1 | 3321 | 8 | 13 | 1 | 1 | 2 | o | 17 | 0 | 0 | 15 | 35 | 65 | 90 | 116 | 108 | 0 | 0 | 0 | - | - | 133 | 0 | 148 | 162 | 0 | 0 | 424.2488 | 15 | 35 | 65 | 91 | 117 | 109 | 0 | 0 | 0 |  |  | 134 | 0 | 149 | 162 | 0 | 0 | 209.2099 | 33.9965 | 1.3005 | 12.5045 | 31.2229 | 1.1098 | 0 | 80.1342 | 26.6727 | 0.33369 | 18.5825 | 32.1103 | 1.0731 | 0 | 78.7723
| 15 | 32 | + | o+ | + | o | 0 | 4 | 3 | 2 | 1 | 4321 | 8 | 13 | 1 | 1 | 2 | o | 17 | 0 | 0 | 17 | 37 | 67 | 90 | 116 | 108 | 0 | 0 | 0 | - | - | 133 | 0 | 148 | 162 | 0 | 0 | 432.1056 | 17 | 37 | 67 | 91 | 117 | 109 | 0 | 0 | 0 |  |  | 134 | 0 | 149 | 162 | 0 | 0 | 212.5503 | 30.1165 | 1.3703 | 12.573 | 31.2229 | 1.0878 | 0 | 76.3705 | 24.3269 | 0.35179 | 18.6686 | 32.1103 | 1.0594 | 0 | 76.517
| 16 | 26 | o+ | o+ | + | o | 1 | 3 | 3 | 2 | 2 | 3322 | 8 | 13 | 1 | 1 | 2 | o | 17 | 0 | 0 | 15 | 35 | 65 | 90 | 116 | 108 | 169 | 167 | 0 | - | - | 133 | 0 | 148 | 162 | 0 | 0 | 447.2488 | 15 | 35 | 65 | 91 | 117 | 109 | 170 | 168 | 0 |  |  | 134 | 0 | 149 | 162 | 0 | 0 | 230.7811 | 25.0832 | 1.3236 | 12.8006 | 31.2229 | 13.2714 | 0 | 83.7018 | 17.9733 | 0.34003 | 18.9282 | 32.1103 | 13.5026 | 0 | 82.8543
| 17 | 34 | + | o+ | + | o | 1 | 4 | 3 | 2 | 2 | 4322 | 8 | 13 | 1 | 1 | 2 | o | 17 | 0 | 0 | 17 | 37 | 67 | 90 | 116 | 108 | 169 | 167 | 0 | - | - | 133 | 0 | 148 | 162 | 0 | 0 | 455.1056 | 17 | 37 | 67 | 91 | 117 | 109 | 170 | 168 | 0 |  |  | 134 | 0 | 149 | 162 | 0 | 0 | 234.1215 | 21.867 | 1.4008 | 12.9143 | 31.2229 | 13.2492 | 0 | 80.6542 | 16.0092 | 0.35721 | 19.069 | 32.1103 | 13.4911 | 0 | 81.0369
| 18 | 32 | + | o+ | + | o | 0 | 4 | 3 | 2 | 1 | 4321 | 8 | 13 | 1 | 1 | 2 | o | 23 | 1 | 1 | 17 | 37 | 67 | 90 | 116 | 108 | 0 | 0 | 0 | - | - | 133 | 0 | 148 | 162 | 185 | 184 | 499.8981 | 17 | 37 | 67 | 91 | 117 | 109 | 0 | 0 | 0 |  |  | 134 | 0 | 149 | 162 | 186 | 184 | 264.988 | 30.1165 | 1.3703 | 7.6427 | 31.2229 | 1.0878 | -44.3536 | 27.0867 | 24.3269 | 0.35179 | 11.6541 | 32.1103 | 1.0594 | -28.0139 | 41.4885
| 19 | 34 | + | o+ | + | o | 1 | 4 | 3 | 2 | 2 | 4322 | 8 | 13 | 1 | 1 | 2 | o | 23 | 1 | 1 | 17 | 37 | 67 | 90 | 116 | 108 | 169 | 167 | 0 | - | - | 133 | 0 | 148 | 162 | 185 | 184 | 522.8981 | 17 | 37 | 67 | 91 | 117 | 109 | 170 | 168 | 0 |  |  | 134 | 0 | 149 | 162 | 186 | 184 | 286.5592 | 21.867 | 1.4008 | 7.8502 | 31.2229 | 13.2492 | -44.3536 | 31.2366 | 16.0092 | 0.35721 | 11.904 | 32.1103 | 13.4911 | -28.0139 | 45.858
| 20 | 14 |  |  |  |  | 0 | 2 | 3 | 2 | 1 | 2321 | 9 | 0 | 2 | 0 | 2 | o | 18 | 0 | 0 | 13 | 33 | 63 | 90 | 116 | 108 | 0 | 0 | 0 | - | - | 136 | 0 | 152 | 162 | 0 | 0 | 359.5527 | 13 | 33 | 63 | 91 | 117 | 109 | 0 | 0 | 0 |  |  | 138 | 0 | 153 | 162 | 0 | 0 | 168.9089 | 64.4356 | 0 | 18.864 | 31.2229 | 1.151 | 0 | 115.6735 | 50.8049 | 0 | 29.124 | 32.1103 | 1.0952 | 0 | 113.1343
| 21 | 32 |  |  |  |  | 0 | 4 | 3 | 2 | 1 | 4321 | 9 | 0 | 2 | 0 | 2 | o | 18 | 0 | 0 | 17 | 37 | 67 | 90 | 116 | 108 | 0 | 0 | 0 | - | - | 136 | 0 | 152 | 162 | 0 | 0 | 375.8601 | 17 | 37 | 67 | 91 | 117 | 109 | 0 | 0 | 0 |  |  | 138 | 0 | 153 | 162 | 0 | 0 | 175.8771 | 47.6149 | 0 | 18.864 | 31.2229 | 1.0878 | 0 | 98.7897 | 39.9915 | 0 | 29.124 | 32.1103 | 1.0594 | 0 | 102.2851
| 22 | 34 |  |  |  |  | 1 | 4 | 3 | 2 | 2 | 4322 | 9 | 0 | 2 | 0 | 2 | o | 24 | 1 | 1 | 17 | 37 | 67 | 90 | 116 | 108 | 169 | 167 | 0 | - | - | 136 | 0 | 152 | 162 | 185 | 184 | 466.6526 | 17 | 37 | 67 | 91 | 117 | 109 | 170 | 168 | 0 |  |  | 138 | 0 | 153 | 162 | 186 | 184 | 249.886 | 33.6584 | 0 | 11.4669 | 31.2229 | 13.2492 | -44.3536 | 45.2438 | 25.7654 | 0 | 18.181 | 32.1103 | 13.4911 | -28.0139 | 61.5338
| 23 | 32 |  |  |  |  | 0 | 4 | 3 | 2 | 1 | 4321 | 8 | 0 | 1 | 0 | 2 | o | 23 | 1 | 1 | 17 | 37 | 67 | 90 | 116 | 108 | 0 | 0 | 0 | - | - | 133 | 0 | 148 | 162 | 185 | 184 | 499.8981 | 17 | 37 | 67 | 91 | 117 | 109 | 0 | 0 | 0 |  |  | 134 | 0 | 149 | 162 | 186 | 184 | 264.988 | 30.1165 | 0 | 7.6427 | 31.2229 | 1.0878 | -44.3536 | 25.7164 | 24.3269 | 0 | 11.6541 | 32.1103 | 1.0594 | -28.0139 | 41.1367
| 24 | 32 |  |  |  |  | 0 | 4 | 3 | 2 | 1 | 4321 | 9 | 0 | 2 | 0 | 2 | o | 24 | 1 | 0 | 17 | 37 | 67 | 90 | 116 | 108 | 0 | 0 | 0 | - | - | 136 | 0 | 152 | 162 | 185 | 0 | 388.9866 | 17 | 37 | 67 | 91 | 117 | 109 | 0 | 0 | 0 |  |  | 138 | 0 | 153 | 162 | 186 | 0 | 194.3003 | 47.6149 | 0 | 11.4669 | 31.2229 | 1.0878 | 0 | 91.3925 | 39.9915 | 0 | 18.181 | 32.1103 | 1.0594 | 0 | 91.3421
| 25 | 32 |  |  |  |  | 0 | 4 | 3 | 2 | 1 | 4321 | 9 | 0 | 2 | 0 | 2 | o | 24 | 1 | 0 | 17 | 37 | 67 | 90 | 116 | 108 | 0 | 0 | 0 | - | - | 136 | 0 | 152 | 162 | 185 | 0 | 388.9866 | 17 | 37 | 67 | 91 | 117 | 109 | 0 | 0 | 0 |  |  | 138 | 0 | 153 | 162 | 186 | 0 | 194.3003 | 47.6149 | 0 | 11.4669 | 31.2229 | 1.0878 | 0 | 91.3925 | 39.9915 | 0 | 18.181 | 32.1103 | 1.0594 | 0 | 91.3421
| 26 | 32 |  |  |  |  | 0 | 4 | 3 | 2 | 1 | 4321 | 8 | 0 | 1 | 0 | 2 | o | 23 | 1 | 1 | 17 | 37 | 67 | 90 | 116 | 108 | 0 | 0 | 0 | - | - | 133 | 0 | 148 | 162 | 185 | 184 | 499.8981 | 17 | 37 | 67 | 91 | 117 | 109 | 0 | 0 | 0 |  |  | 134 | 0 | 149 | 162 | 186 | 184 | 264.988 | 30.1165 | 0 | 7.6427 | 31.2229 | 1.0878 | -44.3536 | 25.7164 | 24.3269 | 0 | 11.6541 | 32.1103 | 1.0594 | -28.0139 | 41.1367
| 27 | 32 |  |  |  |  | 0 | 4 | 3 | 2 | 1 | 4321 | 8 | 0 | 1 | 0 | 2 | o | 23 | 1 | 1 | 17 | 37 | 67 | 90 | 116 | 108 | 0 | 0 | 0 | - | - | 133 | 0 | 148 | 162 | 185 | 184 | 499.8981 | 17 | 37 | 67 | 91 | 117 | 109 | 0 | 0 | 0 |  |  | 134 | 0 | 149 | 162 | 186 | 184 | 264.988 | 30.1165 | 0 | 7.6427 | 31.2229 | 1.0878 | -44.3536 | 25.7164 | 24.3269 | 0 | 11.6541 | 32.1103 | 1.0594 | -28.0139 | 41.1367
[58 empty] | Energy use[kWh/m2y] - SFH | [6 empty] | Energy use[kWh/m2y] - AB
| Nº | Variant E+ | e | w | c | L | HR | E | W | C | HR |  | HE | CO | HE-E | CO-E | C | L | DHW | RES-ST | RES-PV | R | W | B | Win | NC | SS | HR I | HR II | L | Performance | HE Code | HE | CO | E | Control | DHW-ST | PV | Total SFH | Roof | Walls | Basement | Windows | NC | SS | Heat Recovery - grilles and ducts | Heat Recovery - unit | L |  |  | Heating Generation | CO | Emission | Control | Thermal Solar | PV | Total AB | H | C | DHW | L | AUX | RES-E | - | H | C | DHW | L | AUX | RES-E | -
2010 | 1 | 1 | - | - | o | o | 0 | 1 | 1 | 1 | 1 | 1111 | 2 | 0 | 2 | 0 | 1 | o | 14 | 0 | 0 | 46.3236 | 36.4838 |  | 24.7119 |  | 14.7734 |  |  |  | 0 | 50 | 27.4965 |  | 17.25 | 8.2143 |  |  | 24535.4864 | 22.4159 | 15.1298 |  | 9.4342 |  | 6.5515 |  |  |  | 0 | 53 | 10.9245 |  | 12.65 | 1.1616 |  |  | 77484.8728 | 275.0567 | 0 | 19.65 | 11.3538 | 0.78571 | 0 | - | 240.4141 | 0 | 30.3375 | 11.6765 | 0.67467 | 0 | -
| 2 | 7 | o | - | o | o | 0 | 2 | 1 | 1 | 1 | 2111 | 9 | 0 | 2 | 0 | 1 | o | 18 | 0 | 0 | 26.7252 | 80.028 | 48.6992 | 24.7119 |  | 14.7734 |  |  |  | 1 | 51 | 5.6327 |  | 17.25 | 8.2143 |  |  | 31644.8406 | 12.9323 | 33.1876 | 23.5655 | 9.4342 |  | 6.5515 |  |  |  | 1 | 54 | 3.5313 |  | 12.65 | 1.1616 |  |  | 101983.8583 | 98.9345 | 0 | 15.72 | 11.3538 | 0.51416 | 0 | - | 74.7216 | 0 | 24.27 | 11.6765 | 0.43811 | 0 | -
| 3 | 17 | o+ | - | o | o | 0 | 3 | 1 | 1 | 1 | 3111 | 9 | 0 | 2 | 0 | 1 | o | 18 | 0 | 0 | 27.3191 | 86.697 | 49.887 | 24.7119 |  | 14.7734 |  |  |  | 2 | 52 | 5.6327 |  | 17.25 | 8.2143 |  |  | 32827.9355 | 13.2197 | 35.9533 | 24.1402 | 9.4342 |  | 6.5515 |  |  |  | 2 | 55 | 3.5313 |  | 12.65 | 1.1616 |  |  | 105575.3673 | 88.2509 | 0 | 15.72 | 11.3538 | 0.49906 | 0 | - | 67.8553 | 0 | 24.27 | 11.6765 | 0.42846 | 0 | -
| 4 | 24 | o+ | o+ | + | o | 0 | 3 | 3 | 2 | 1 | 3321 | 4 | 0 | 2 | 0 | 1 | o | 15 | 0 | 0 | 27.3191 | 86.697 | 49.887 | 88.909 | 60.2412 | 28.0918 |  |  |  | 2 | 52 | 13.5262 |  | 17.25 | 8.2143 |  |  | 53218.963 | 13.2197 | 35.9533 | 24.1402 | 43.371 | 26.4478 | 12.9422 |  |  |  | 2 | 55 | 4.9025 |  | 12.65 | 1.1616 |  |  | 173040.496 | 54.0217 | 0 | 16.5474 | 11.3538 | 0.40357 | 0 | - | 44.0332 | 0 | 25.5474 | 11.6765 | 0.39022 | 0 | -
| 5 | 32 | + | o+ | + | o | 0 | 4 | 3 | 2 | 1 | 4321 | 4 | 0 | 2 | 0 | 1 | o | 15 | 0 | 0 | 27.913 | 93.366 | 50.4809 | 88.909 | 60.2412 | 28.0918 |  |  |  | 2 | 52 | 13.5262 |  | 17.25 | 8.2143 |  |  | 54318.913 | 13.507 | 38.7189 | 24.4276 | 43.371 | 26.4478 | 12.9422 |  |  |  | 2 | 55 | 4.9025 |  | 12.65 | 1.1616 |  |  | 176347.495 | 47.5955 | 0 | 16.5474 | 11.3538 | 0.39557 | 0 | - | 39.9752 | 0 | 25.5474 | 11.6765 | 0.38522 | 0 | -
| 6 | 26 | o+ | o+ | + | o | 1 | 3 | 3 | 2 | 2 | 3322 | 4 | 0 | 2 | 0 | 1 | o | 15 | 0 | 0 | 27.3191 | 86.697 | 49.887 | 88.909 | 60.2412 | 28.0918 | 11.5 | 11.5 |  | 2 | 52 | 13.5262 |  | 17.25 | 8.2143 |  |  | 56438.963 | 13.2197 | 35.9533 | 24.1402 | 43.371 | 26.4478 | 12.9422 | 12.9427 | 8.6285 |  | 2 | 55 | 4.9025 |  | 12.65 | 1.1616 |  |  | 194395.996 | 38.936 | 0 | 16.5474 | 11.3538 | 4.826 | 0 | - | 29.1298 | 0 | 25.5474 | 11.6765 | 4.91 | 0 | -
| 7 | 34 | + | o+ | + | o | 1 | 4 | 3 | 2 | 2 | 4322 | 4 | 0 | 2 | 0 | 1 | o | 15 | 0 | 0 | 27.913 | 93.366 | 50.4809 | 88.909 | 60.2412 | 28.0918 | 11.5 | 11.5 |  | 2 | 52 | 13.5262 |  | 17.25 | 8.2143 |  |  | 57538.913 | 13.507 | 38.7189 | 24.4276 | 43.371 | 26.4478 | 12.9422 | 12.9427 | 8.6285 |  | 2 | 55 | 4.9025 |  | 12.65 | 1.1616 |  |  | 197702.995 | 33.6446 | 0 | 16.5474 | 11.3538 | 4.8179 | 0 | - | 25.7548 | 0 | 25.5474 | 11.6765 | 4.9059 | 0 | -
| 8 | 7 | o | - | o | o | 0 | 2 | 1 | 1 | 1 | 2111 | 6 | 0 | 1 | 0 | 2 | o | 15 | 0 | 0 | 26.7252 | 80.028 | 48.6992 | 24.7119 |  | 14.7734 |  |  |  | 1 | 51 | 22.9946 |  | 36.8 | 3.9757 |  |  | 36219.1178 | 12.9323 | 33.1876 | 23.5655 | 9.4342 |  | 6.5515 |  |  |  | 1 | 54 | 8.9639 |  | 33.35 | 0.28111 |  |  | 126983.4332 | 83.2227 | 0 | 16.5474 | 11.3538 | 0.51416 | 0 | - | 62.8551 | 0 | 25.5474 | 11.6765 | 0.43811 | 0 | -
| 9 | 17 | o+ | - | o | o | 0 | 3 | 1 | 1 | 1 | 3111 | 6 | 0 | 1 | 0 | 2 | o | 15 | 0 | 0 | 27.3191 | 86.697 | 49.887 | 24.7119 |  | 14.7734 |  |  |  | 2 | 52 | 13.5262 |  | 36.8 | 3.9757 |  |  | 36076.63 | 13.2197 | 35.9533 | 24.1402 | 9.4342 |  | 6.5515 |  |  |  | 2 | 55 | 4.9025 |  | 33.35 | 0.28111 |  |  | 126554.1319 | 74.2357 | 0 | 16.5474 | 11.3538 | 0.49906 | 0 | - | 57.0792 | 0 | 25.5474 | 11.6765 | 0.42846 | 0 | -
| 10 | 24 | o+ | o+ | + | o | 0 | 3 | 3 | 2 | 1 | 3321 | 6 | 0 | 1 | 0 | 2 | o | 15 | 0 | 0 | 27.3191 | 86.697 | 49.887 | 88.909 | 60.2412 | 28.0918 |  |  |  | 2 | 52 | 13.5262 |  | 36.8 | 3.9757 |  |  | 55362.563 | 13.2197 | 35.9533 | 24.1402 | 43.371 | 26.4478 | 12.9422 |  |  |  | 2 | 55 | 4.9025 |  | 33.35 | 0.28111 |  |  | 192661.796 | 43.1704 | 0 | 16.5474 | 11.3538 | 0.40357 | 0 | - | 35.1882 | 0 | 25.5474 | 11.6765 | 0.39022 | 0 | -
| 11 | 32 | + | o+ | + | o | 0 | 4 | 3 | 2 | 1 | 4321 | 6 | 0 | 1 | 0 | 2 | o | 15 | 0 | 0 | 27.913 | 93.366 | 50.4809 | 88.909 | 60.2412 | 28.0918 |  |  |  | 2 | 52 | 13.5262 |  | 36.8 | 3.9757 |  |  | 56462.513 | 13.507 | 38.7189 | 24.4276 | 43.371 | 26.4478 | 12.9422 |  |  |  | 2 | 55 | 4.9025 |  | 33.35 | 0.28111 |  |  | 195968.795 | 38.035 | 0 | 16.5474 | 11.3538 | 0.39557 | 0 | - | 31.9454 | 0 | 25.5474 | 11.6765 | 0.38522 | 0 | -
| 12 | 26 | o+ | o+ | + | o | 1 | 3 | 3 | 2 | 2 | 3322 | 6 | 0 | 1 | 0 | 2 | o | 15 | 0 | 0 | 27.3191 | 86.697 | 49.887 | 88.909 | 60.2412 | 28.0918 | 11.5 | 11.5 |  | 2 | 52 | 13.5262 |  | 36.8 | 3.9757 |  |  | 58582.563 | 13.2197 | 35.9533 | 24.1402 | 43.371 | 26.4478 | 12.9422 | 12.9427 | 8.6285 |  | 2 | 55 | 4.9025 |  | 33.35 | 0.28111 |  |  | 214017.296 | 31.115 | 0 | 16.5474 | 11.3538 | 4.826 | 0 | - | 23.2785 | 0 | 25.5474 | 11.6765 | 4.91 | 0 | -
| 13 | 34 | + | o+ | + | o | 1 | 4 | 3 | 2 | 2 | 4322 | 6 | 0 | 1 | 0 | 2 | o | 15 | 0 | 0 | 27.913 | 93.366 | 50.4809 | 88.909 | 60.2412 | 28.0918 | 11.5 | 11.5 |  | 2 | 52 | 13.5262 |  | 36.8 | 3.9757 |  |  | 59682.513 | 13.507 | 38.7189 | 24.4276 | 43.371 | 26.4478 | 12.9422 | 12.9427 | 8.6285 |  | 2 | 55 | 4.9025 |  | 33.35 | 0.28111 |  |  | 217324.295 | 26.8865 | 0 | 16.5474 | 11.3538 | 4.8179 | 0 | - | 20.5815 | 0 | 25.5474 | 11.6765 | 4.9059 | 0 | -
| 14 | 24 | o+ | o+ | + | o | 0 | 3 | 3 | 2 | 1 | 3321 | 8 | 13 | 1 | 1 | 2 | o | 17 | 0 | 0 | 27.3191 | 86.697 | 49.887 | 88.909 | 60.2412 | 28.0918 |  |  |  | 2 | 52 | 42.3281 |  | 36.8 | 3.9757 |  |  | 59394.8336 | 13.2197 | 35.9533 | 24.1402 | 43.371 | 26.4478 | 12.9422 |  |  |  | 2 | 55 | 19.5045 |  | 33.35 | 0.28111 |  |  | 207117.8141 | 12.3624 | 0.4729 | 4.5471 | 11.3538 | 0.40357 | 0 | - | 9.6992 | 0.12134 | 6.7573 | 11.6765 | 0.39022 | 0 | -
| 15 | 32 | + | o+ | + | o | 0 | 4 | 3 | 2 | 1 | 4321 | 8 | 13 | 1 | 1 | 2 | o | 17 | 0 | 0 | 27.913 | 93.366 | 50.4809 | 88.909 | 60.2412 | 28.0918 |  |  |  | 2 | 52 | 42.3281 |  | 36.8 | 3.9757 |  |  | 60494.7835 | 13.507 | 38.7189 | 24.4276 | 43.371 | 26.4478 | 12.9422 |  |  |  | 2 | 55 | 19.5045 |  | 33.35 | 0.28111 |  |  | 210424.8131 | 10.9515 | 0.49829 | 4.572 | 11.3538 | 0.39557 | 0 | - | 8.8461 | 0.12792 | 6.7886 | 11.6765 | 0.38522 | 0 | -
| 16 | 26 | o+ | o+ | + | o | 1 | 3 | 3 | 2 | 2 | 3322 | 8 | 13 | 1 | 1 | 2 | o | 17 | 0 | 0 | 27.3191 | 86.697 | 49.887 | 88.909 | 60.2412 | 28.0918 | 11.5 | 11.5 |  | 2 | 52 | 42.3281 |  | 36.8 | 3.9757 |  |  | 62614.8336 | 13.2197 | 35.9533 | 24.1402 | 43.371 | 26.4478 | 12.9422 | 12.9427 | 8.6285 |  | 2 | 55 | 19.5045 |  | 33.35 | 0.28111 |  |  | 228473.3141 | 9.1212 | 0.4813 | 4.6548 | 11.3538 | 4.826 | 0 | - | 6.5358 | 0.12365 | 6.883 | 11.6765 | 4.91 | 0 | -
| 17 | 34 | + | o+ | + | o | 1 | 4 | 3 | 2 | 2 | 4322 | 8 | 13 | 1 | 1 | 2 | o | 17 | 0 | 0 | 27.913 | 93.366 | 50.4809 | 88.909 | 60.2412 | 28.0918 | 11.5 | 11.5 |  | 2 | 52 | 42.3281 |  | 36.8 | 3.9757 |  |  | 63714.7835 | 13.507 | 38.7189 | 24.4276 | 43.371 | 26.4478 | 12.9422 | 12.9427 | 8.6285 |  | 2 | 55 | 19.5045 |  | 33.35 | 0.28111 |  |  | 231780.3131 | 7.9516 | 0.50938 | 4.6961 | 11.3538 | 4.8179 | 0 | - | 5.8215 | 0.1299 | 6.9342 | 11.6765 | 4.9059 | 0 | -
| 18 | 32 | + | o+ | + | o | 0 | 4 | 3 | 2 | 1 | 4321 | 8 | 13 | 1 | 1 | 2 | o | 23 | 1 | 1 | 27.913 | 93.366 | 50.4809 | 88.909 | 60.2412 | 28.0918 |  |  |  | 2 | 52 | 42.3281 |  | 36.8 | 3.9757 | 13.1264 | 54.6661 | 69985.7335 | 13.507 | 38.7189 | 24.4276 | 43.371 | 26.4478 | 12.9422 |  |  |  | 2 | 55 | 19.5045 |  | 33.35 | 0.28111 | 18.4232 | 34.0144 | 262338.1131 | 10.9515 | 0.49829 | 2.7792 | 11.3538 | 0.39557 | -16.1286 | - | 8.8461 | 0.12792 | 4.2379 | 11.6765 | 0.38522 | -10.1869 | -
| 19 | 34 | + | o+ | + | o | 1 | 4 | 3 | 2 | 2 | 4322 | 8 | 13 | 1 | 1 | 2 | o | 23 | 1 | 1 | 27.913 | 93.366 | 50.4809 | 88.909 | 60.2412 | 28.0918 | 11.5 | 11.5 |  | 2 | 52 | 42.3281 |  | 36.8 | 3.9757 | 13.1264 | 54.6661 | 73205.7335 | 13.507 | 38.7189 | 24.4276 | 43.371 | 26.4478 | 12.9422 | 12.9427 | 8.6285 |  | 2 | 55 | 19.5045 |  | 33.35 | 0.28111 | 18.4232 | 34.0144 | 283693.6131 | 7.9516 | 0.50938 | 2.8546 | 11.3538 | 4.8179 | -16.1286 | - | 5.8215 | 0.1299 | 4.3287 | 11.6765 | 4.9059 | -10.1869 | -
| 20 | 14 |  |  |  |  | 0 | 2 | 3 | 2 | 1 | 2321 | 9 | 0 | 2 | 0 | 2 | o | 18 | 0 | 0 | 26.7252 | 80.028 | 48.6992 | 88.909 | 60.2412 | 28.0918 |  |  |  | 2 | 52 | 5.6327 |  | 17.25 | 3.9757 |  |  | 50337.3736 | 12.9323 | 33.1876 | 23.5655 | 43.371 | 26.4478 | 12.9422 |  |  |  | 2 | 55 | 3.5313 |  | 12.65 | 0.28111 |  |  | 167219.8224 | 53.6963 | 0 | 15.72 | 11.3538 | 0.41853 | 0 | - | 42.3374 | 0 | 24.27 | 11.6765 | 0.39824 | 0 | -
| 21 | 32 |  |  |  |  | 0 | 4 | 3 | 2 | 1 | 4321 | 9 | 0 | 2 | 0 | 2 | o | 18 | 0 | 0 | 27.913 | 93.366 | 50.4809 | 88.909 | 60.2412 | 28.0918 |  |  |  | 2 | 52 | 5.6327 |  | 17.25 | 3.9757 |  |  | 52620.4185 | 13.507 | 38.7189 | 24.4276 | 43.371 | 26.4478 | 12.9422 |  |  |  | 2 | 55 | 3.5313 |  | 12.65 | 0.28111 |  |  | 174118.3304 | 39.6791 | 0 | 15.72 | 11.3538 | 0.39557 | 0 | - | 33.3262 | 0 | 24.27 | 11.6765 | 0.38522 | 0 | -
| 22 | 34 |  |  |  |  | 1 | 4 | 3 | 2 | 2 | 4322 | 9 | 0 | 2 | 0 | 2 | o | 24 | 1 | 1 | 27.913 | 93.366 | 50.4809 | 88.909 | 60.2412 | 28.0918 | 11.5 | 11.5 |  | 2 | 52 | 5.6327 |  | 17.25 | 3.9757 | 13.1264 | 54.6661 | 65331.3685 | 13.507 | 38.7189 | 24.4276 | 43.371 | 26.4478 | 12.9422 | 12.9427 | 8.6285 |  | 2 | 55 | 3.5313 |  | 12.65 | 0.28111 | 18.4232 | 34.0144 | 247387.1304 | 28.0486 | 0 | 9.5557 | 11.3538 | 4.8179 | -16.1286 | - | 21.4711 | 0 | 15.1508 | 11.6765 | 4.9059 | -10.1869 | -
| 23 | 32 |  |  |  |  | 0 | 4 | 3 | 2 | 1 | 4321 | 8 | 0 | 1 | 0 | 2 | o | 23 | 1 | 1 | 27.913 | 93.366 | 50.4809 | 88.909 | 60.2412 | 28.0918 |  |  |  | 2 | 52 | 42.3281 |  | 36.8 | 3.9757 | 13.1264 | 54.6661 | 69985.7335 | 13.507 | 38.7189 | 24.4276 | 43.371 | 26.4478 | 12.9422 |  |  |  | 2 | 55 | 19.5045 |  | 33.35 | 0.28111 | 18.4232 | 34.0144 | 262338.1131 | 10.9515 | 0 | 2.7792 | 11.3538 | 0.39557 | -16.1286 | - | 8.8461 | 0 | 4.2379 | 11.6765 | 0.38522 | -10.1869 | -
| 24 | 32 |  |  |  |  | 0 | 4 | 3 | 2 | 1 | 4321 | 9 | 0 | 2 | 0 | 2 | o | 24 | 1 | 0 | 27.913 | 93.366 | 50.4809 | 88.909 | 60.2412 | 28.0918 |  |  |  | 2 | 52 | 5.6327 |  | 17.25 | 3.9757 | 13.1264 |  | 54458.1185 | 13.507 | 38.7189 | 24.4276 | 43.371 | 26.4478 | 12.9422 |  |  |  | 2 | 55 | 3.5313 |  | 12.65 | 0.28111 | 18.4232 |  | 192357.3304 | 39.6791 | 0 | 9.5557 | 11.3538 | 0.39557 | 0 | - | 33.3262 | 0 | 15.1508 | 11.6765 | 0.38522 | 0 | -
| 25 | 32 |  |  |  |  | 0 | 4 | 3 | 2 | 1 | 4321 | 9 | 0 | 2 | 0 | 2 | o | 24 | 1 | 0 | 27.913 | 93.366 | 50.4809 | 88.909 | 60.2412 | 28.0918 |  |  |  | 2 | 52 | 5.6327 |  | 17.25 | 3.9757 | 13.1264 |  | 54458.1185 | 13.507 | 38.7189 | 24.4276 | 43.371 | 26.4478 | 12.9422 |  |  |  | 2 | 55 | 3.5313 |  | 12.65 | 0.28111 | 18.4232 |  | 192357.3304 | 39.6791 | 0 | 9.5557 | 11.3538 | 0.39557 | 0 | - | 33.3262 | 0 | 15.1508 | 11.6765 | 0.38522 | 0 | -
| 26 | 32 |  |  |  |  | 0 | 4 | 3 | 2 | 1 | 4321 | 8 | 0 | 1 | 0 | 2 | o | 23 | 1 | 1 | 27.913 | 93.366 | 50.4809 | 88.909 | 60.2412 | 28.0918 |  |  |  | 2 | 52 | 42.3281 |  | 36.8 | 3.9757 | 13.1264 | 54.6661 | 69985.7335 | 13.507 | 38.7189 | 24.4276 | 43.371 | 26.4478 | 12.9422 |  |  |  | 2 | 55 | 19.5045 |  | 33.35 | 0.28111 | 18.4232 | 34.0144 | 262338.1131 | 10.9515 | 0 | 2.7792 | 11.3538 | 0.39557 | -16.1286 | - | 8.8461 | 0 | 4.2379 | 11.6765 | 0.38522 | -10.1869 | -
| 27 | 32 |  |  |  |  | 0 | 4 | 3 | 2 | 1 | 4321 | 8 | 0 | 1 | 0 | 2 | o | 23 | 1 | 1 | 27.913 | 93.366 | 50.4809 | 88.909 | 60.2412 | 28.0918 |  |  |  | 2 | 52 | 42.3281 |  | 36.8 | 3.9757 | 13.1264 | 54.6661 | 69985.7335 | 13.507 | 38.7189 | 24.4276 | 43.371 | 26.4478 | 12.9422 |  |  |  | 2 | 55 | 19.5045 |  | 33.35 | 0.28111 | 18.4232 | 34.0144 | 262338.1131 | 10.9515 | 0 | 2.7792 | 11.3538 | 0.39557 | -16.1286 | - | 8.8461 | 0 | 4.2379 | 11.6765 | 0.38522 | -10.1869 | -
| Energy efficiency measure or package of measures - RESIDENTIAL | [20 empty] | INVESTMENT COST [€/m2] | [35 empty] | (NET) PRIMARY ENERGY [kWh/m2]
Year | Nº |  | Code variant | [18 empty] | Codes Cost database(*) | [16 empty] | SFH | Codes Cost database | [16 empty] | AB | [6 empty] | SFH | [6 empty] | AB
|  | Variant E+ | e | w | c | L | HR | E | W | C | HR |  | HE | CO | HE-E | CO-E | C | L | DHW | RES-ST | RES-PV | R | W | B | Win | NC | SS | HR I | HR II | L | - | - | HE | CO | E | Control | DHW-ST | PV | 140 | R | W | B | Win | NC | SS | HR I | HR II | L |  |  | HE | CO | E | Control | DHW-ST | PV | 990 | H | C | DHW | L | AUX | RES-E | 140 | H | C | DHW | L | AUX | RES-E | 990
2020 | 1 | 1 | - | - | o | o | 0 | 1 | 1 | 1 | 1 | 1111 | 2 | 0 | 2 | 0 | 1 | o | 14 | 0 | 0 | 1 | 23 | 0 | 80 | 0 | 102 | 0 | 0 | 0 | - | - | 145 | 0 | 152 | 160 | 0 | 0 | 170.2812 | 1 | 23 | 0 | 81 | 0 | 103 | 0 | 0 | 0 |  |  | 146 | 0 | 153 | 160 | 0 | 0 | 76.0503 | 275.0567 | 0 | 19.65 | 28.8386 | 1.9957 | 0 | 325.541 | 240.4141 | 0 | 30.3375 | 29.6582 | 1.7137 | 0 | 302.1234
| 2 | 7 | o | - | o | o | 0 | 2 | 1 | 1 | 1 | 2111 | 9 | 0 | 2 | 0 | 1 | o | 18 | 0 | 0 | 13 | 33 | 63 | 80 | 0 | 102 | 0 | 0 | 0 | - | - | 136 | 0 | 152 | 160 | 0 | 0 | 217.1567 | 13 | 33 | 63 | 81 | 0 | 103 | 0 | 0 | 0 |  |  | 138 | 0 | 153 | 160 | 0 | 0 | 99.0689 | 118.7214 | 0 | 18.864 | 28.8386 | 1.306 | 0 | 167.73 | 89.6659 | 0 | 29.124 | 29.6582 | 1.1128 | 0 | 149.5609
| 3 | 17 | o+ | - | o | o | 0 | 3 | 1 | 1 | 1 | 3111 | 9 | 0 | 2 | 0 | 1 | o | 18 | 0 | 0 | 15 | 35 | 65 | 80 | 0 | 102 | 0 | 0 | 0 | - | - | 136 | 0 | 152 | 160 | 0 | 0 | 225.153 | 15 | 35 | 65 | 81 | 0 | 103 | 0 | 0 | 0 |  |  | 138 | 0 | 153 | 160 | 0 | 0 | 102.5016 | 105.901 | 0 | 18.864 | 28.8386 | 1.2676 | 0 | 154.8713 | 81.4263 | 0 | 29.124 | 29.6582 | 1.0883 | 0 | 141.2968
| 4 | 24 | o+ | o+ | + | o | 0 | 3 | 3 | 2 | 1 | 3321 | 4 | 0 | 2 | 0 | 1 | o | 15 | 0 | 0 | 15 | 35 | 65 | 90 | 116 | 108 | 0 | 0 | 0 | - | - | 121 | 0 | 152 | 160 | 0 | 0 | 369.4517 | 15 | 35 | 65 | 91 | 117 | 109 | 0 | 0 | 0 |  |  | 122 | 0 | 153 | 160 | 0 | 0 | 169.9337 | 54.0217 | 0 | 16.5474 | 28.8386 | 1.0251 | 0 | 100.4328 | 44.0332 | 0 | 25.5474 | 29.6582 | 0.99116 | 0 | 100.2299
| 5 | 32 | + | o+ | + | o | 0 | 4 | 3 | 2 | 1 | 4321 | 4 | 0 | 2 | 0 | 1 | o | 15 | 0 | 0 | 17 | 37 | 67 | 90 | 116 | 108 | 0 | 0 | 0 | - | - | 121 | 0 | 152 | 160 | 0 | 0 | 376.8861 | 17 | 37 | 67 | 91 | 117 | 109 | 0 | 0 | 0 |  |  | 122 | 0 | 153 | 160 | 0 | 0 | 173.0945 | 47.5955 | 0 | 16.5474 | 28.8386 | 1.0047 | 0 | 93.9862 | 39.9752 | 0 | 25.5474 | 29.6582 | 0.97847 | 0 | 96.1592
| 6 | 26 | o+ | o+ | + | o | 1 | 3 | 3 | 2 | 2 | 3322 | 4 | 0 | 2 | 0 | 1 | o | 15 | 0 | 0 | 15 | 35 | 65 | 90 | 116 | 108 | 169 | 167 | 0 | - | - | 121 | 0 | 152 | 160 | 0 | 0 | 392.2217 | 15 | 35 | 65 | 91 | 117 | 109 | 170 | 168 | 0 |  |  | 122 | 0 | 153 | 160 | 0 | 0 | 191.3324 | 38.936 | 0 | 16.5474 | 28.8386 | 12.2579 | 0 | 96.58 | 29.1298 | 0 | 25.5474 | 29.6582 | 12.4715 | 0 | 96.8068
| 7 | 34 | + | o+ | + | o | 1 | 4 | 3 | 2 | 2 | 4322 | 4 | 0 | 2 | 0 | 1 | o | 15 | 0 | 0 | 17 | 37 | 67 | 90 | 116 | 108 | 169 | 167 | 0 | - | - | 121 | 0 | 152 | 160 | 0 | 0 | 399.6561 | 17 | 37 | 67 | 91 | 117 | 109 | 170 | 168 | 0 |  |  | 122 | 0 | 153 | 160 | 0 | 0 | 194.4932 | 33.6446 | 0 | 16.5474 | 28.8386 | 12.2375 | 0 | 91.2681 | 25.7548 | 0 | 25.5474 | 29.6582 | 12.4609 | 0 | 93.4213
| 8 | 7 | o | - | o | o | 0 | 2 | 1 | 1 | 1 | 2111 | 6 | 0 | 1 | 0 | 2 | o | 15 | 0 | 0 | 13 | 33 | 63 | 80 | 0 | 102 | 0 | 0 | 0 | - | - | 121 | 0 | 148 | 162 | 0 | 0 | 249.8301 | 13 | 33 | 63 | 81 | 0 | 103 | 0 | 0 | 0 |  |  | 122 | 0 | 149 | 162 | 0 | 0 | 124.321 | 83.2227 | 0 | 16.5474 | 28.8386 | 1.306 | 0 | 129.9147 | 62.8551 | 0 | 25.5474 | 29.6582 | 1.1128 | 0 | 119.1734
| 9 | 17 | o+ | - | o | o | 0 | 3 | 1 | 1 | 1 | 3111 | 6 | 0 | 1 | 0 | 2 | o | 15 | 0 | 0 | 15 | 35 | 65 | 80 | 0 | 102 | 0 | 0 | 0 | - | - | 121 | 0 | 148 | 162 | 0 | 0 | 248.358 | 15 | 35 | 65 | 81 | 0 | 103 | 0 | 0 | 0 |  |  | 122 | 0 | 149 | 162 | 0 | 0 | 123.6923 | 74.2357 | 0 | 16.5474 | 28.8386 | 1.2676 | 0 | 120.8894 | 57.0792 | 0 | 25.5474 | 29.6582 | 1.0883 | 0 | 113.373
| 10 | 24 | o+ | o+ | + | o | 0 | 3 | 3 | 2 | 1 | 3321 | 6 | 0 | 1 | 0 | 2 | o | 15 | 0 | 0 | 15 | 35 | 65 | 90 | 116 | 108 | 0 | 0 | 0 | - | - | 121 | 0 | 148 | 162 | 0 | 0 | 384.7631 | 15 | 35 | 65 | 91 | 117 | 109 | 0 | 0 | 0 |  |  | 122 | 0 | 149 | 162 | 0 | 0 | 189.7532 | 43.1704 | 0 | 16.5474 | 28.8386 | 1.0251 | 0 | 89.5814 | 35.1882 | 0 | 25.5474 | 29.6582 | 0.99116 | 0 | 91.385
| 11 | 32 | + | o+ | + | o | 0 | 4 | 3 | 2 | 1 | 4321 | 6 | 0 | 1 | 0 | 2 | o | 15 | 0 | 0 | 17 | 37 | 67 | 90 | 116 | 108 | 0 | 0 | 0 | - | - | 121 | 0 | 148 | 162 | 0 | 0 | 392.1975 | 17 | 37 | 67 | 91 | 117 | 109 | 0 | 0 | 0 |  |  | 122 | 0 | 149 | 162 | 0 | 0 | 192.914 | 38.035 | 0 | 16.5474 | 28.8386 | 1.0047 | 0 | 84.4257 | 31.9454 | 0 | 25.5474 | 29.6582 | 0.97847 | 0 | 88.1294
| 12 | 26 | o+ | o+ | + | o | 1 | 3 | 3 | 2 | 2 | 3322 | 6 | 0 | 1 | 0 | 2 | o | 15 | 0 | 0 | 15 | 35 | 65 | 90 | 116 | 108 | 169 | 167 | 0 | - | - | 121 | 0 | 148 | 162 | 0 | 0 | 407.5331 | 15 | 35 | 65 | 91 | 117 | 109 | 170 | 168 | 0 |  |  | 122 | 0 | 149 | 162 | 0 | 0 | 211.1519 | 31.115 | 0 | 16.5474 | 28.8386 | 12.2579 | 0 | 88.7589 | 23.2785 | 0 | 25.5474 | 29.6582 | 12.4715 | 0 | 90.9555
| 13 | 34 | + | o+ | + | o | 1 | 4 | 3 | 2 | 2 | 4322 | 6 | 0 | 1 | 0 | 2 | o | 15 | 0 | 0 | 17 | 37 | 67 | 90 | 116 | 108 | 169 | 167 | 0 | - | - | 121 | 0 | 148 | 162 | 0 | 0 | 414.9675 | 17 | 37 | 67 | 91 | 117 | 109 | 170 | 168 | 0 |  |  | 122 | 0 | 149 | 162 | 0 | 0 | 214.3127 | 26.8865 | 0 | 16.5474 | 28.8386 | 12.2375 | 0 | 84.5099 | 20.5815 | 0 | 25.5474 | 29.6582 | 12.4609 | 0 | 88.248
| 14 | 24 | o+ | o+ | + | o | 0 | 3 | 3 | 2 | 1 | 3321 | 8 | 13 | 1 | 1 | 2 | o | 17 | 0 | 0 | 15 | 35 | 65 | 90 | 116 | 108 | 0 | 0 | 0 | - | - | 133 | 0 | 148 | 162 | 0 | 0 | 411.3132 | 15 | 35 | 65 | 91 | 117 | 109 | 0 | 0 | 0 |  |  | 134 | 0 | 149 | 162 | 0 | 0 | 203.3176 | 31.4004 | 1.2012 | 11.5496 | 28.8386 | 1.0251 | 0 | 74.0149 | 24.6359 | 0.30821 | 17.1635 | 29.6582 | 0.99116 | 0 | 72.757
| 15 | 32 | + | o+ | + | o | 0 | 4 | 3 | 2 | 1 | 4321 | 8 | 13 | 1 | 1 | 2 | o | 17 | 0 | 0 | 17 | 37 | 67 | 90 | 116 | 108 | 0 | 0 | 0 | - | - | 133 | 0 | 148 | 162 | 0 | 0 | 418.7476 | 17 | 37 | 67 | 91 | 117 | 109 | 0 | 0 | 0 |  |  | 134 | 0 | 149 | 162 | 0 | 0 | 206.4784 | 27.8167 | 1.2657 | 11.6129 | 28.8386 | 1.0047 | 0 | 70.5386 | 22.4692 | 0.32493 | 17.243 | 29.6582 | 0.97847 | 0 | 70.6738
| 16 | 26 | o+ | o+ | + | o | 1 | 3 | 3 | 2 | 2 | 3322 | 8 | 13 | 1 | 1 | 2 | o | 17 | 0 | 0 | 15 | 35 | 65 | 90 | 116 | 108 | 169 | 167 | 0 | - | - | 133 | 0 | 148 | 162 | 0 | 0 | 434.0832 | 15 | 35 | 65 | 91 | 117 | 109 | 170 | 168 | 0 |  |  | 134 | 0 | 149 | 162 | 0 | 0 | 224.7163 | 23.1678 | 1.2225 | 11.8231 | 28.8386 | 12.2579 | 0 | 77.31 | 16.6008 | 0.31406 | 17.4827 | 29.6582 | 12.4715 | 0 | 76.5273
| 17 | 34 | + | o+ | + | o | 1 | 4 | 3 | 2 | 2 | 4322 | 8 | 13 | 1 | 1 | 2 | o | 17 | 0 | 0 | 17 | 37 | 67 | 90 | 116 | 108 | 169 | 167 | 0 | - | - | 133 | 0 | 148 | 162 | 0 | 0 | 441.5176 | 17 | 37 | 67 | 91 | 117 | 109 | 170 | 168 | 0 |  |  | 134 | 0 | 149 | 162 | 0 | 0 | 227.8771 | 20.1971 | 1.2938 | 11.9281 | 28.8386 | 12.2375 | 0 | 74.4952 | 14.7867 | 0.32993 | 17.6128 | 29.6582 | 12.4609 | 0 | 74.8486
| 18 | 32 | + | o+ | + | o | 0 | 4 | 3 | 2 | 1 | 4321 | 8 | 13 | 1 | 1 | 2 | o | 23 | 1 | 1 | 17 | 37 | 67 | 90 | 116 | 108 | 0 | 0 | 0 | - | - | 133 | 0 | 148 | 162 | 185 | 184 | 458.4464 | 17 | 37 | 67 | 91 | 117 | 109 | 0 | 0 | 0 |  |  | 134 | 0 | 149 | 162 | 186 | 184 | 241.0254 | 27.8167 | 1.2657 | 7.0591 | 28.8386 | 1.0047 | -40.9666 | 25.0183 | 22.4692 | 0.32493 | 10.7642 | 29.6582 | 0.97847 | -25.8746 | 38.3203
| 19 | 34 | + | o+ | + | o | 1 | 4 | 3 | 2 | 2 | 4322 | 8 | 13 | 1 | 1 | 2 | o | 23 | 1 | 1 | 17 | 37 | 67 | 90 | 116 | 108 | 169 | 167 | 0 | - | - | 133 | 0 | 148 | 162 | 185 | 184 | 481.2164 | 17 | 37 | 67 | 91 | 117 | 109 | 170 | 168 | 0 |  |  | 134 | 0 | 149 | 162 | 186 | 184 | 262.424 | 20.1971 | 1.2938 | 7.2508 | 28.8386 | 12.2375 | -40.9666 | 28.8512 | 14.7867 | 0.32993 | 10.995 | 29.6582 | 12.4609 | -25.8746 | 42.3561
| 20 | 14 |  |  |  |  | 0 | 2 | 3 | 2 | 1 | 2321 | 9 | 0 | 2 | 0 | 2 | o | 18 | 0 | 0 | 13 | 33 | 63 | 90 | 116 | 108 | 0 | 0 | 0 | - | - | 136 | 0 | 152 | 162 | 0 | 0 | 349.3232 | 13 | 33 | 63 | 91 | 117 | 109 | 0 | 0 | 0 |  |  | 138 | 0 | 153 | 162 | 0 | 0 | 164.2493 | 64.4356 | 0 | 18.864 | 28.8386 | 1.0631 | 0 | 113.2013 | 50.8049 | 0 | 29.124 | 29.6582 | 1.0115 | 0 | 110.5986
| 21 | 32 |  |  |  |  | 0 | 4 | 3 | 2 | 1 | 4321 | 9 | 0 | 2 | 0 | 2 | o | 18 | 0 | 0 | 17 | 37 | 67 | 90 | 116 | 108 | 0 | 0 | 0 | - | - | 136 | 0 | 152 | 162 | 0 | 0 | 364.754 | 17 | 37 | 67 | 91 | 117 | 109 | 0 | 0 | 0 |  |  | 138 | 0 | 153 | 162 | 0 | 0 | 170.8429 | 47.6149 | 0 | 18.864 | 28.8386 | 1.0047 | 0 | 96.3223 | 39.9915 | 0 | 29.124 | 29.6582 | 0.97847 | 0 | 99.7522
| 22 | 34 |  |  |  |  | 1 | 4 | 3 | 2 | 2 | 4322 | 9 | 0 | 2 | 0 | 2 | o | 24 | 1 | 1 | 17 | 37 | 67 | 90 | 116 | 108 | 169 | 167 | 0 | - | - | 136 | 0 | 152 | 162 | 185 | 184 | 427.2227 | 17 | 37 | 67 | 91 | 117 | 109 | 170 | 168 | 0 |  |  | 138 | 0 | 153 | 162 | 186 | 184 | 226.7884 | 33.6584 | 0 | 11.4669 | 28.8386 | 12.2375 | -40.9666 | 45.2348 | 25.7654 | 0 | 18.181 | 29.6582 | 12.4609 | -25.8746 | 60.1908
| 23 | 32 |  |  |  |  | 0 | 4 | 3 | 2 | 1 | 4321 | 8 | 0 | 1 | 0 | 2 | o | 23 | 1 | 1 | 17 | 37 | 67 | 90 | 116 | 108 | 0 | 0 | 0 | - | - | 133 | 0 | 148 | 162 | 185 | 184 | 458.4464 | 17 | 37 | 67 | 91 | 117 | 109 | 0 | 0 | 0 |  |  | 134 | 0 | 149 | 162 | 186 | 184 | 241.0254 | 27.8167 | 0 | 7.0591 | 28.8386 | 1.0047 | -40.9666 | 23.7526 | 22.4692 | 0 | 10.7642 | 29.6582 | 0.97847 | -25.8746 | 37.9954
| 24 | 32 |  |  |  |  | 0 | 4 | 3 | 2 | 1 | 4321 | 9 | 0 | 2 | 0 | 2 | o | 24 | 1 | 0 | 17 | 37 | 67 | 90 | 116 | 108 | 0 | 0 | 0 | - | - | 136 | 0 | 152 | 162 | 185 | 0 | 377.3553 | 17 | 37 | 67 | 91 | 117 | 109 | 0 | 0 | 0 |  |  | 138 | 0 | 153 | 162 | 186 | 0 | 188.5292 | 47.6149 | 0 | 11.4669 | 28.8386 | 1.0047 | 0 | 88.9251 | 39.9915 | 0 | 18.181 | 29.6582 | 0.97847 | 0 | 88.8091
| 25 | 32 |  |  |  |  | 0 | 4 | 3 | 2 | 1 | 4321 | 9 | 0 | 2 | 0 | 2 | o | 24 | 1 | 0 | 17 | 37 | 67 | 90 | 116 | 108 | 0 | 0 | 0 | - | - | 136 | 0 | 152 | 162 | 185 | 0 | 377.3553 | 17 | 37 | 67 | 91 | 117 | 109 | 0 | 0 | 0 |  |  | 138 | 0 | 153 | 162 | 186 | 0 | 188.5292 | 47.6149 | 0 | 11.4669 | 28.8386 | 1.0047 | 0 | 88.9251 | 39.9915 | 0 | 18.181 | 29.6582 | 0.97847 | 0 | 88.8091
| 26 | 32 |  |  |  |  | 0 | 4 | 3 | 2 | 1 | 4321 | 8 | 0 | 1 | 0 | 2 | o | 23 | 1 | 1 | 17 | 37 | 67 | 90 | 116 | 108 | 0 | 0 | 0 | - | - | 133 | 0 | 148 | 162 | 185 | 184 | 458.4464 | 17 | 37 | 67 | 91 | 117 | 109 | 0 | 0 | 0 |  |  | 134 | 0 | 149 | 162 | 186 | 184 | 241.0254 | 27.8167 | 0 | 7.0591 | 28.8386 | 1.0047 | -40.9666 | 23.7526 | 22.4692 | 0 | 10.7642 | 29.6582 | 0.97847 | -25.8746 | 37.9954
| 27 | 32 |  |  |  |  | 0 | 4 | 3 | 2 | 1 | 4321 | 8 | 0 | 1 | 0 | 2 | o | 23 | 1 | 1 | 17 | 37 | 67 | 90 | 116 | 108 | 0 | 0 | 0 | - | - | 133 | 0 | 148 | 162 | 185 | 184 | 458.4464 | 17 | 37 | 67 | 91 | 117 | 109 | 0 | 0 | 0 |  |  | 134 | 0 | 149 | 162 | 186 | 184 | 241.0254 | 27.8167 | 0 | 7.0591 | 28.8386 | 1.0047 | -40.9666 | 23.7526 | 22.4692 | 0 | 10.7642 | 29.6582 | 0.97847 | -25.8746 | 37.9954
[58 empty] | Energy use[kWh/m2y] - SFH | [6 empty] | Energy use[kWh/m2y] - AB
| Nº | Variant E+ | e | w | c | L | HR | E | W | C | HR |  | HE | CO | HE-E | CO-E | C | L | DHW | RES-ST | RES-PV | R | W | B | Win | NC | SS | HR I | HR II | L | Performance | HE Code | HE | CO | E | Control | DHW-ST | PV | Total SFH | Roof | Walls | Basement | Windows | NC | SS | Heat Recovery - grilles and ducts | Heat Recovery - unit | L |  |  | Heating Generation | CO | Emission | Control | Thermal Solar | PV | Total AB | H | C | DHW | L | AUX | RES-E | - | H | C | DHW | L | AUX | RES-E | -
2020 | 1 | 1 | - | - | o | o | 0 | 1 | 1 | 1 | 1 | 1111 | 2 | 0 | 2 | 0 | 1 | o | 14 | 0 | 0 | 43.8331 | 34.5223 |  | 24.1916 |  | 14.7734 |  |  |  | 0 | 50 | 27.4965 |  | 17.25 | 8.2143 |  |  | 23839.37 | 21.2108 | 14.3164 |  | 9.2356 |  | 6.5515 |  |  |  | 0 | 53 | 10.9245 |  | 12.65 | 1.1616 |  |  | 75289.8413 | 275.0567 | 0 | 19.65 | 11.3538 | 0.78571 | 0 | - | 240.4141 | 0 | 30.3375 | 11.6765 | 0.67467 | 0 | -
| 2 | 7 | o | - | o | o | 0 | 2 | 1 | 1 | 1 | 2111 | 9 | 0 | 2 | 0 | 1 | o | 18 | 0 | 0 | 25.2883 | 75.7254 | 46.081 | 24.1916 |  | 14.7734 |  |  |  | 1 | 51 | 5.6327 |  | 17.25 | 8.2143 |  |  | 30401.9339 | 12.237 | 31.4033 | 22.2985 | 9.2356 |  | 6.5515 |  |  |  | 1 | 54 | 3.5313 |  | 12.65 | 1.1616 |  |  | 98078.17 | 98.9345 | 0 | 15.72 | 11.3538 | 0.51416 | 0 | - | 74.7216 | 0 | 24.27 | 11.6765 | 0.43811 | 0 | -
| 3 | 17 | o+ | - | o | o | 0 | 3 | 1 | 1 | 1 | 3111 | 9 | 0 | 2 | 0 | 1 | o | 18 | 0 | 0 | 25.8503 | 82.0359 | 47.2049 | 24.1916 |  | 14.7734 |  |  |  | 2 | 52 | 5.6327 |  | 17.25 | 8.2143 |  |  | 31521.4216 | 12.5089 | 34.0203 | 22.8424 | 9.2356 |  | 6.5515 |  |  |  | 2 | 55 | 3.5313 |  | 12.65 | 1.1616 |  |  | 101476.5871 | 88.2509 | 0 | 15.72 | 11.3538 | 0.49906 | 0 | - | 67.8553 | 0 | 24.27 | 11.6765 | 0.42846 | 0 | -
| 4 | 24 | o+ | o+ | + | o | 0 | 3 | 3 | 2 | 1 | 3321 | 4 | 0 | 2 | 0 | 1 | o | 15 | 0 | 0 | 25.8503 | 82.0359 | 47.2049 | 87.0372 | 60.2412 | 28.0918 |  |  |  | 2 | 52 | 13.5262 |  | 17.25 | 8.2143 |  |  | 51723.2366 | 12.5089 | 34.0203 | 22.8424 | 42.458 | 26.4478 | 12.9422 |  |  |  | 2 | 55 | 4.9025 |  | 12.65 | 1.1616 |  |  | 168234.4004 | 54.0217 | 0 | 16.5474 | 11.3538 | 0.40357 | 0 | - | 44.0332 | 0 | 25.5474 | 11.6765 | 0.39022 | 0 | -
| 5 | 32 | + | o+ | + | o | 0 | 4 | 3 | 2 | 1 | 4321 | 4 | 0 | 2 | 0 | 1 | o | 15 | 0 | 0 | 26.4123 | 88.3463 | 47.7669 | 87.0372 | 60.2412 | 28.0918 |  |  |  | 2 | 52 | 13.5262 |  | 17.25 | 8.2143 |  |  | 52764.0494 | 12.7809 | 36.6372 | 23.1143 | 42.458 | 26.4478 | 12.9422 |  |  |  | 2 | 55 | 4.9025 |  | 12.65 | 1.1616 |  |  | 171363.6038 | 47.5955 | 0 | 16.5474 | 11.3538 | 0.39557 | 0 | - | 39.9752 | 0 | 25.5474 | 11.6765 | 0.38522 | 0 | -
| 6 | 26 | o+ | o+ | + | o | 1 | 3 | 3 | 2 | 2 | 3322 | 4 | 0 | 2 | 0 | 1 | o | 15 | 0 | 0 | 25.8503 | 82.0359 | 47.2049 | 87.0372 | 60.2412 | 28.0918 | 11.5 | 11.27 |  | 2 | 52 | 13.5262 |  | 17.25 | 8.2143 |  |  | 54911.0366 | 12.5089 | 34.0203 | 22.8424 | 42.458 | 26.4478 | 12.9422 | 12.9427 | 8.4559 |  | 2 | 55 | 4.9025 |  | 12.65 | 1.1616 |  |  | 189419.0564 | 38.936 | 0 | 16.5474 | 11.3538 | 4.826 | 0 | - | 29.1298 | 0 | 25.5474 | 11.6765 | 4.91 | 0 | -
| 7 | 34 | + | o+ | + | o | 1 | 4 | 3 | 2 | 2 | 4322 | 4 | 0 | 2 | 0 | 1 | o | 15 | 0 | 0 | 26.4123 | 88.3463 | 47.7669 | 87.0372 | 60.2412 | 28.0918 | 11.5 | 11.27 |  | 2 | 52 | 13.5262 |  | 17.25 | 8.2143 |  |  | 55951.8494 | 12.7809 | 36.6372 | 23.1143 | 42.458 | 26.4478 | 12.9422 | 12.9427 | 8.4559 |  | 2 | 55 | 4.9025 |  | 12.65 | 1.1616 |  |  | 192548.2598 | 33.6446 | 0 | 16.5474 | 11.3538 | 4.8179 | 0 | - | 25.7548 | 0 | 25.5474 | 11.6765 | 4.9059 | 0 | -
| 8 | 7 | o | - | o | o | 0 | 2 | 1 | 1 | 1 | 2111 | 6 | 0 | 1 | 0 | 2 | o | 15 | 0 | 0 | 25.2883 | 75.7254 | 46.081 | 24.1916 |  | 14.7734 |  |  |  | 1 | 51 | 22.9946 |  | 36.8 | 3.9757 |  |  | 34976.2111 | 12.237 | 31.4033 | 22.2985 | 9.2356 |  | 6.5515 |  |  |  | 1 | 54 | 8.9639 |  | 33.35 | 0.28111 |  |  | 123077.7449 | 83.2227 | 0 | 16.5474 | 11.3538 | 0.51416 | 0 | - | 62.8551 | 0 | 25.5474 | 11.6765 | 0.43811 | 0 | -
| 9 | 17 | o+ | - | o | o | 0 | 3 | 1 | 1 | 1 | 3111 | 6 | 0 | 1 | 0 | 2 | o | 15 | 0 | 0 | 25.8503 | 82.0359 | 47.2049 | 24.1916 |  | 14.7734 |  |  |  | 2 | 52 | 13.5262 |  | 36.8 | 3.9757 |  |  | 34770.1161 | 12.5089 | 34.0203 | 22.8424 | 9.2356 |  | 6.5515 |  |  |  | 2 | 55 | 4.9025 |  | 33.35 | 0.28111 |  |  | 122455.3517 | 74.2357 | 0 | 16.5474 | 11.3538 | 0.49906 | 0 | - | 57.0792 | 0 | 25.5474 | 11.6765 | 0.42846 | 0 | -
| 10 | 24 | o+ | o+ | + | o | 0 | 3 | 3 | 2 | 1 | 3321 | 6 | 0 | 1 | 0 | 2 | o | 15 | 0 | 0 | 25.8503 | 82.0359 | 47.2049 | 87.0372 | 60.2412 | 28.0918 |  |  |  | 2 | 52 | 13.5262 |  | 36.8 | 3.9757 |  |  | 53866.8366 | 12.5089 | 34.0203 | 22.8424 | 42.458 | 26.4478 | 12.9422 |  |  |  | 2 | 55 | 4.9025 |  | 33.35 | 0.28111 |  |  | 187855.7004 | 43.1704 | 0 | 16.5474 | 11.3538 | 0.40357 | 0 | - | 35.1882 | 0 | 25.5474 | 11.6765 | 0.39022 | 0 | -
| 11 | 32 | + | o+ | + | o | 0 | 4 | 3 | 2 | 1 | 4321 | 6 | 0 | 1 | 0 | 2 | o | 15 | 0 | 0 | 26.4123 | 88.3463 | 47.7669 | 87.0372 | 60.2412 | 28.0918 |  |  |  | 2 | 52 | 13.5262 |  | 36.8 | 3.9757 |  |  | 54907.6494 | 12.7809 | 36.6372 | 23.1143 | 42.458 | 26.4478 | 12.9422 |  |  |  | 2 | 55 | 4.9025 |  | 33.35 | 0.28111 |  |  | 190984.9038 | 38.035 | 0 | 16.5474 | 11.3538 | 0.39557 | 0 | - | 31.9454 | 0 | 25.5474 | 11.6765 | 0.38522 | 0 | -
| 12 | 26 | o+ | o+ | + | o | 1 | 3 | 3 | 2 | 2 | 3322 | 6 | 0 | 1 | 0 | 2 | o | 15 | 0 | 0 | 25.8503 | 82.0359 | 47.2049 | 87.0372 | 60.2412 | 28.0918 | 11.5 | 11.27 |  | 2 | 52 | 13.5262 |  | 36.8 | 3.9757 |  |  | 57054.6366 | 12.5089 | 34.0203 | 22.8424 | 42.458 | 26.4478 | 12.9422 | 12.9427 | 8.4559 |  | 2 | 55 | 4.9025 |  | 33.35 | 0.28111 |  |  | 209040.3564 | 31.115 | 0 | 16.5474 | 11.3538 | 4.826 | 0 | - | 23.2785 | 0 | 25.5474 | 11.6765 | 4.91 | 0 | -
| 13 | 34 | + | o+ | + | o | 1 | 4 | 3 | 2 | 2 | 4322 | 6 | 0 | 1 | 0 | 2 | o | 15 | 0 | 0 | 26.4123 | 88.3463 | 47.7669 | 87.0372 | 60.2412 | 28.0918 | 11.5 | 11.27 |  | 2 | 52 | 13.5262 |  | 36.8 | 3.9757 |  |  | 58095.4494 | 12.7809 | 36.6372 | 23.1143 | 42.458 | 26.4478 | 12.9422 | 12.9427 | 8.4559 |  | 2 | 55 | 4.9025 |  | 33.35 | 0.28111 |  |  | 212169.5598 | 26.8865 | 0 | 16.5474 | 11.3538 | 4.8179 | 0 | - | 20.5815 | 0 | 25.5474 | 11.6765 | 4.9059 | 0 | -
| 14 | 24 | o+ | o+ | + | o | 0 | 3 | 3 | 2 | 1 | 3321 | 8 | 13 | 1 | 1 | 2 | o | 17 | 0 | 0 | 25.8503 | 82.0359 | 47.2049 | 87.0372 | 60.2412 | 28.0918 |  |  |  | 2 | 52 | 40.0763 |  | 36.8 | 3.9757 |  |  | 57583.8473 | 12.5089 | 34.0203 | 22.8424 | 42.458 | 26.4478 | 12.9422 |  |  |  | 2 | 55 | 18.4669 |  | 33.35 | 0.28111 |  |  | 201284.4541 | 12.3624 | 0.4729 | 4.5471 | 11.3538 | 0.40357 | 0 | - | 9.6992 | 0.12134 | 6.7573 | 11.6765 | 0.39022 | 0 | -
| 15 | 32 | + | o+ | + | o | 0 | 4 | 3 | 2 | 1 | 4321 | 8 | 13 | 1 | 1 | 2 | o | 17 | 0 | 0 | 26.4123 | 88.3463 | 47.7669 | 87.0372 | 60.2412 | 28.0918 |  |  |  | 2 | 52 | 40.0763 |  | 36.8 | 3.9757 |  |  | 58624.6602 | 12.7809 | 36.6372 | 23.1143 | 42.458 | 26.4478 | 12.9422 |  |  |  | 2 | 55 | 18.4669 |  | 33.35 | 0.28111 |  |  | 204413.6574 | 10.9515 | 0.49829 | 4.572 | 11.3538 | 0.39557 | 0 | - | 8.8461 | 0.12792 | 6.7886 | 11.6765 | 0.38522 | 0 | -
| 16 | 26 | o+ | o+ | + | o | 1 | 3 | 3 | 2 | 2 | 3322 | 8 | 13 | 1 | 1 | 2 | o | 17 | 0 | 0 | 25.8503 | 82.0359 | 47.2049 | 87.0372 | 60.2412 | 28.0918 | 11.5 | 11.27 |  | 2 | 52 | 40.0763 |  | 36.8 | 3.9757 |  |  | 60771.6473 | 12.5089 | 34.0203 | 22.8424 | 42.458 | 26.4478 | 12.9422 | 12.9427 | 8.4559 |  | 2 | 55 | 18.4669 |  | 33.35 | 0.28111 |  |  | 222469.1101 | 9.1212 | 0.4813 | 4.6548 | 11.3538 | 4.826 | 0 | - | 6.5358 | 0.12365 | 6.883 | 11.6765 | 4.91 | 0 | -
| 17 | 34 | + | o+ | + | o | 1 | 4 | 3 | 2 | 2 | 4322 | 8 | 13 | 1 | 1 | 2 | o | 17 | 0 | 0 | 26.4123 | 88.3463 | 47.7669 | 87.0372 | 60.2412 | 28.0918 | 11.5 | 11.27 |  | 2 | 52 | 40.0763 |  | 36.8 | 3.9757 |  |  | 61812.4602 | 12.7809 | 36.6372 | 23.1143 | 42.458 | 26.4478 | 12.9422 | 12.9427 | 8.4559 |  | 2 | 55 | 18.4669 |  | 33.35 | 0.28111 |  |  | 225598.3134 | 7.9516 | 0.50938 | 4.6961 | 11.3538 | 4.8179 | 0 | - | 5.8215 | 0.1299 | 6.9342 | 11.6765 | 4.9059 | 0 | -
| 18 | 32 | + | o+ | + | o | 0 | 4 | 3 | 2 | 1 | 4321 | 8 | 13 | 1 | 1 | 2 | o | 23 | 1 | 1 | 26.4123 | 88.3463 | 47.7669 | 87.0372 | 60.2412 | 28.0918 |  |  |  | 2 | 52 | 40.0763 |  | 36.8 | 3.9757 | 12.6014 | 27.0974 | 64182.489 | 12.7809 | 36.6372 | 23.1143 | 42.458 | 26.4478 | 12.9422 |  |  |  | 2 | 55 | 18.4669 |  | 33.35 | 0.28111 | 17.6863 | 16.8606 | 238615.0996 | 10.9515 | 0.49829 | 2.7792 | 11.3538 | 0.39557 | -16.1286 | - | 8.8461 | 0.12792 | 4.2379 | 11.6765 | 0.38522 | -10.1869 | -
| 19 | 34 | + | o+ | + | o | 1 | 4 | 3 | 2 | 2 | 4322 | 8 | 13 | 1 | 1 | 2 | o | 23 | 1 | 1 | 26.4123 | 88.3463 | 47.7669 | 87.0372 | 60.2412 | 28.0918 | 11.5 | 11.27 |  | 2 | 52 | 40.0763 |  | 36.8 | 3.9757 | 12.6014 | 27.0974 | 67370.289 | 12.7809 | 36.6372 | 23.1143 | 42.458 | 26.4478 | 12.9422 | 12.9427 | 8.4559 |  | 2 | 55 | 18.4669 |  | 33.35 | 0.28111 | 17.6863 | 16.8606 | 259799.7556 | 7.9516 | 0.50938 | 2.8546 | 11.3538 | 4.8179 | -16.1286 | - | 5.8215 | 0.1299 | 4.3287 | 11.6765 | 4.9059 | -10.1869 | -
| 20 | 14 |  |  |  |  | 0 | 2 | 3 | 2 | 1 | 2321 | 9 | 0 | 2 | 0 | 2 | o | 18 | 0 | 0 | 25.2883 | 75.7254 | 46.081 | 87.0372 | 60.2412 | 28.0918 |  |  |  | 2 | 52 | 5.6327 |  | 17.25 | 3.9757 |  |  | 48905.2544 | 12.237 | 31.4033 | 22.2985 | 42.458 | 26.4478 | 12.9422 |  |  |  | 2 | 55 | 3.5313 |  | 12.65 | 0.28111 |  |  | 162606.8187 | 53.6963 | 0 | 15.72 | 11.3538 | 0.41853 | 0 | - | 42.3374 | 0 | 24.27 | 11.6765 | 0.39824 | 0 | -
| 21 | 32 |  |  |  |  | 0 | 4 | 3 | 2 | 1 | 4321 | 9 | 0 | 2 | 0 | 2 | o | 18 | 0 | 0 | 26.4123 | 88.3463 | 47.7669 | 87.0372 | 60.2412 | 28.0918 |  |  |  | 2 | 52 | 5.6327 |  | 17.25 | 3.9757 |  |  | 51065.5549 | 12.7809 | 36.6372 | 23.1143 | 42.458 | 26.4478 | 12.9422 |  |  |  | 2 | 55 | 3.5313 |  | 12.65 | 0.28111 |  |  | 169134.4392 | 39.6791 | 0 | 15.72 | 11.3538 | 0.39557 | 0 | - | 33.3262 | 0 | 24.27 | 11.6765 | 0.38522 | 0 | -
| 22 | 34 |  |  |  |  | 1 | 4 | 3 | 2 | 2 | 4322 | 9 | 0 | 2 | 0 | 2 | o | 24 | 1 | 1 | 26.4123 | 88.3463 | 47.7669 | 87.0372 | 60.2412 | 28.0918 | 11.5 | 11.27 |  | 2 | 52 | 5.6327 |  | 17.25 | 3.9757 | 12.6014 | 27.0974 | 59811.1838 | 12.7809 | 36.6372 | 23.1143 | 42.458 | 26.4478 | 12.9422 | 12.9427 | 8.4559 |  | 2 | 55 | 3.5313 |  | 12.65 | 0.28111 | 17.6863 | 16.8606 | 224520.5373 | 28.0486 | 0 | 9.5557 | 11.3538 | 4.8179 | -16.1286 | - | 21.4711 | 0 | 15.1508 | 11.6765 | 4.9059 | -10.1869 | -
| 23 | 32 |  |  |  |  | 0 | 4 | 3 | 2 | 1 | 4321 | 8 | 0 | 1 | 0 | 2 | o | 23 | 1 | 1 | 26.4123 | 88.3463 | 47.7669 | 87.0372 | 60.2412 | 28.0918 |  |  |  | 2 | 52 | 40.0763 |  | 36.8 | 3.9757 | 12.6014 | 27.0974 | 64182.489 | 12.7809 | 36.6372 | 23.1143 | 42.458 | 26.4478 | 12.9422 |  |  |  | 2 | 55 | 18.4669 |  | 33.35 | 0.28111 | 17.6863 | 16.8606 | 238615.0996 | 10.9515 | 0 | 2.7792 | 11.3538 | 0.39557 | -16.1286 | - | 8.8461 | 0 | 4.2379 | 11.6765 | 0.38522 | -10.1869 | -
| 24 | 32 |  |  |  |  | 0 | 4 | 3 | 2 | 1 | 4321 | 9 | 0 | 2 | 0 | 2 | o | 24 | 1 | 0 | 26.4123 | 88.3463 | 47.7669 | 87.0372 | 60.2412 | 28.0918 |  |  |  | 2 | 52 | 5.6327 |  | 17.25 | 3.9757 | 12.6014 |  | 52829.7469 | 12.7809 | 36.6372 | 23.1143 | 42.458 | 26.4478 | 12.9422 |  |  |  | 2 | 55 | 3.5313 |  | 12.65 | 0.28111 | 17.6863 |  | 186643.8792 | 39.6791 | 0 | 9.5557 | 11.3538 | 0.39557 | 0 | - | 33.3262 | 0 | 15.1508 | 11.6765 | 0.38522 | 0 | -
| 25 | 32 |  |  |  |  | 0 | 4 | 3 | 2 | 1 | 4321 | 9 | 0 | 2 | 0 | 2 | o | 24 | 1 | 0 | 26.4123 | 88.3463 | 47.7669 | 87.0372 | 60.2412 | 28.0918 |  |  |  | 2 | 52 | 5.6327 |  | 17.25 | 3.9757 | 12.6014 |  | 52829.7469 | 12.7809 | 36.6372 | 23.1143 | 42.458 | 26.4478 | 12.9422 |  |  |  | 2 | 55 | 3.5313 |  | 12.65 | 0.28111 | 17.6863 |  | 186643.8792 | 39.6791 | 0 | 9.5557 | 11.3538 | 0.39557 | 0 | - | 33.3262 | 0 | 15.1508 | 11.6765 | 0.38522 | 0 | -
| 26 | 32 |  |  |  |  | 0 | 4 | 3 | 2 | 1 | 4321 | 8 | 0 | 1 | 0 | 2 | o | 23 | 1 | 1 | 26.4123 | 88.3463 | 47.7669 | 87.0372 | 60.2412 | 28.0918 |  |  |  | 2 | 52 | 40.0763 |  | 36.8 | 3.9757 | 12.6014 | 27.0974 | 64182.489 | 12.7809 | 36.6372 | 23.1143 | 42.458 | 26.4478 | 12.9422 |  |  |  | 2 | 55 | 18.4669 |  | 33.35 | 0.28111 | 17.6863 | 16.8606 | 238615.0996 | 10.9515 | 0 | 2.7792 | 11.3538 | 0.39557 | -16.1286 | - | 8.8461 | 0 | 4.2379 | 11.6765 | 0.38522 | -10.1869 | -
| 27 | 32 |  |  |  |  | 0 | 4 | 3 | 2 | 1 | 4321 | 8 | 0 | 1 | 0 | 2 | o | 23 | 1 | 1 | 26.4123 | 88.3463 | 47.7669 | 87.0372 | 60.2412 | 28.0918 |  |  |  | 2 | 52 | 40.0763 |  | 36.8 | 3.9757 | 12.6014 | 27.0974 | 64182.489 | 12.7809 | 36.6372 | 23.1143 | 42.458 | 26.4478 | 12.9422 |  |  |  | 2 | 55 | 18.4669 |  | 33.35 | 0.28111 | 17.6863 | 16.8606 | 238615.0996 | 10.9515 | 0 | 2.7792 | 11.3538 | 0.39557 | -16.1286 | - | 8.8461 | 0 | 4.2379 | 11.6765 | 0.38522 | -10.1869 | -

## GE_Berlin
| CLIMATE ZONE | [20 empty] | GE_Berlin
| Energy efficiency measure or package of measures - RESIDENTIAL | [20 empty] | INVESTMENT COST [€/m2] | [35 empty] | (NET) PRIMARY ENERGY [kWh/m2]
Year | Nº |  | Code variant | [18 empty] | Codes Cost database(*) | [16 empty] | SFH | Codes Cost database | [16 empty] | AB | [6 empty] | SFH | [6 empty] | AB
|  | Variant E+ | e | w | c | L | HR | E | W | C | HR |  | HE | CO | HE-E | CO-E | C | L | DHW | RES-ST | RES-PV | R | W | B | Win | NC | SS | HR I | HR II | L | - | - | HE | CO | E | Control | DHW-ST | PV | 140 | R | W | B | Win | NC | SS | HR I | HR II | L | - | - | HE | CO | E | Control | DHW-ST | PV | 990 | H | C | DHW | L | AUX | RES-E | 140 | H | C | DHW | L | AUX | RES-E | 990
2010 | 1 | 1 | - | o | o | o | 0 | 1 | 1 | 1 | 1 | 1111 | 2 | 0 | 2 | 0 | 1 | o | 14 | 0 | 0 | 1 | 23 | 0 | 80 | 0 | 102 | 0 | 0 | 0 | - | - | 145 | 0 | 152 | 160 | 0 | 0 | 252.4302 | 1 | 23 | 0 | 81 | 0 | 103 | 0 | 0 | 0 | - | - | 146 | 0 | 153 | 160 | 0 | 0 | 186.5763 | 263.7302 | 0 | 19.65 | 28.498 | 1.8839 | 0 | 313.7621 | 221.8409 | 0 | 30.3375 | 29.3079 | 1.5295 | 0 | 283.0159
| 2 | 10 | o | o+ | + | o | 0 | 2 | 2 | 2 | 1 | 2221 | 4 | 0 | 2 | 0 | 1 | o | 15 | 0 | 0 | 13 | 33 | 63 | 92 | 116 | 108 | 0 | 0 | 0 | - | - | 121 | 0 | 152 | 160 | 0 | 0 | 450.8774 | 13 | 33 | 63 | 93 | 117 | 109 | 0 | 0 | 0 | - | - | 122 | 0 | 153 | 160 | 0 | 0 | 340.7316 | 78.8149 | 0 | 16.5474 | 28.498 | 1.0854 | 0 | 124.9458 | 75.1956 | 0 | 25.5474 | 29.3079 | 0.97103 | 0 | 131.0219
| 3 | 10 | o | o+ | + | o | 0 | 2 | 2 | 2 | 1 | 2221 | 9 | 0 | 2 | 0 | 1 | o | 18 | 0 | 0 | 13 | 33 | 63 | 92 | 116 | 108 | 0 | 0 | 0 | - | - | 136 | 0 | 152 | 160 | 0 | 0 | 430.221 | 13 | 33 | 63 | 93 | 117 | 109 | 0 | 0 | 0 | - | - | 138 | 0 | 153 | 160 | 0 | 0 | 327.0495 | 89.849 | 0 | 18.864 | 28.498 | 1.0854 | 0 | 138.2965 | 85.723 | 0 | 29.124 | 29.3079 | 0.97103 | 0 | 145.1259
| 4 | 24 | o+ | + | + | o | 0 | 3 | 3 | 2 | 1 | 3321 | 8 | 13 | 1 | 1 | 2 | o | 17 | 0 | 0 | 15 | 35 | 65 | 94 | 116 | 108 | 0 | 0 | 0 | - | - | 133 | 0 | 148 | 162 | 0 | 0 | 430.7595 | 15 | 35 | 65 | 95 | 117 | 109 | 0 | 0 | 0 | - | - | 134 | 0 | 149 | 162 | 0 | 0 | 279.4801 | 36.212 | 1.4813 | 11.1247 | 28.498 | 1.032 | 0 | 78.348 | 36.4416 | 0.47986 | 17.0116 | 29.3079 | 0.94513 | 0 | 84.1861
| 5 | 32 | + | + | + | o | 0 | 4 | 3 | 2 | 1 | 4321 | 8 | 13 | 1 | 1 | 2 | o | 17 | 0 | 0 | 17 | 37 | 67 | 94 | 116 | 108 | 0 | 0 | 0 | - | - | 133 | 0 | 148 | 162 | 0 | 0 | 462.2413 | 17 | 37 | 67 | 95 | 117 | 109 | 0 | 0 | 0 | - | - | 134 | 0 | 149 | 162 | 0 | 0 | 292.4369 | 32.2719 | 1.544 | 11.1487 | 28.498 | 1.011 | 0 | 74.4736 | 34.0875 | 0.48225 | 17.0548 | 29.3079 | 0.93615 | 0 | 81.8687
| 6 | 26 | o+ | + | + | o | 1 | 3 | 3 | 2 | 2 | 3322 | 8 | 13 | 1 | 1 | 2 | o | 17 | 0 | 0 | 15 | 35 | 65 | 94 | 116 | 108 | 169 | 167 | 0 | - | - | 133 | 0 | 148 | 162 | 0 | 0 | 442.7595 | 15 | 35 | 65 | 95 | 117 | 109 | 170 | 168 | 0 | - | - | 134 | 0 | 149 | 162 | 0 | 0 | 292.9856 | 25.7586 | 1.4736 | 11.4009 | 28.498 | 12.1231 | 0 | 79.2543 | 26.9964 | 0.42849 | 17.5186 | 29.3079 | 11.6852 | 0 | 85.9366
| 7 | 34 | + | + | + | o | 1 | 4 | 3 | 2 | 2 | 4322 | 8 | 13 | 1 | 1 | 2 | o | 17 | 0 | 0 | 17 | 37 | 67 | 94 | 116 | 108 | 169 | 167 | 0 | - | - | 133 | 0 | 148 | 162 | 0 | 0 | 474.2413 | 17 | 37 | 67 | 95 | 117 | 109 | 170 | 168 | 0 | - | - | 134 | 0 | 149 | 162 | 0 | 0 | 305.9424 | 22.5875 | 1.5392 | 11.4616 | 28.498 | 12.1011 | 0 | 76.1874 | 25.2381 | 0.43095 | 17.6366 | 29.3079 | 11.6764 | 0 | 84.2899
| 8 | 10 | o | o+ | + | o | 0 | 2 | 2 | 2 | 1 | 2221 | 4 | 0 | 2 | 0 | 1 | o | 21 | 1 | 0 | 13 | 33 | 63 | 92 | 116 | 108 | 0 | 0 | 0 | - | - | 121 | 0 | 152 | 160 | 185 | 0 | 478.3059 | 13 | 33 | 63 | 93 | 117 | 109 | 0 | 0 | 0 | - | - | 122 | 0 | 153 | 160 | 186 | 0 | 376.6665 | 78.8149 | 0 | 10.3744 | 28.498 | 1.0854 | 0 | 118.7728 | 75.1956 | 0 | 16.4565 | 29.3079 | 0.97103 | 0 | 121.931
| 9 | 10 | o | o+ | + | o | 0 | 2 | 2 | 2 | 1 | 2221 | 9 | 0 | 2 | 0 | 1 | o | 24 | 1 | 0 | 13 | 33 | 63 | 92 | 116 | 108 | 0 | 0 | 0 | - | - | 136 | 0 | 152 | 160 | 185 | 0 | 457.6496 | 13 | 33 | 63 | 93 | 117 | 109 | 0 | 0 | 0 | - | - | 138 | 0 | 153 | 160 | 186 | 0 | 362.9844 | 89.849 | 0 | 11.8269 | 28.498 | 1.0854 | 0 | 131.2593 | 85.723 | 0 | 18.7604 | 29.3079 | 0.97103 | 0 | 134.7623
| 10 | 24 | o+ | + | + | o | 0 | 3 | 3 | 2 | 1 | 3321 | 8 | 13 | 1 | 1 | 2 | o | 23 | 1 | 0 | 15 | 35 | 65 | 94 | 116 | 108 | 0 | 0 | 0 | - | - | 133 | 0 | 148 | 162 | 185 | 0 | 458.1881 | 15 | 35 | 65 | 95 | 117 | 109 | 0 | 0 | 0 | - | - | 134 | 0 | 149 | 162 | 186 | 0 | 315.415 | 36.212 | 1.4813 | 6.9747 | 28.498 | 1.032 | 0 | 74.198 | 36.4416 | 0.47986 | 10.9581 | 29.3079 | 0.94513 | 0 | 78.1326
| 11 | 32 | + | + | + | o | 0 | 4 | 3 | 2 | 1 | 4321 | 8 | 13 | 1 | 1 | 2 | o | 23 | 1 | 0 | 17 | 37 | 67 | 94 | 116 | 108 | 0 | 0 | 0 | - | - | 133 | 0 | 148 | 162 | 185 | 0 | 489.6698 | 17 | 37 | 67 | 95 | 117 | 109 | 0 | 0 | 0 | - | - | 134 | 0 | 149 | 162 | 186 | 0 | 328.3718 | 32.2719 | 1.544 | 6.9897 | 28.498 | 1.011 | 0 | 70.3146 | 34.0875 | 0.48225 | 10.986 | 29.3079 | 0.93615 | 0 | 75.7998
| 12 | 26 | o+ | + | + | o | 1 | 3 | 3 | 2 | 2 | 3322 | 8 | 13 | 1 | 1 | 2 | o | 23 | 1 | 0 | 15 | 35 | 65 | 94 | 116 | 108 | 169 | 167 | 0 | - | - | 133 | 0 | 148 | 162 | 185 | 0 | 470.1881 | 15 | 35 | 65 | 95 | 117 | 109 | 170 | 168 | 0 | - | - | 134 | 0 | 149 | 162 | 186 | 0 | 328.9205 | 25.7586 | 1.4736 | 7.1479 | 28.498 | 12.1231 | 0 | 75.0012 | 26.9964 | 0.42849 | 11.2847 | 29.3079 | 11.6852 | 0 | 79.7027
| 13 | 34 | + | + | + | o | 1 | 4 | 3 | 2 | 2 | 4322 | 8 | 13 | 1 | 1 | 2 | o | 23 | 1 | 0 | 17 | 37 | 67 | 94 | 116 | 108 | 169 | 167 | 0 | - | - | 133 | 0 | 148 | 162 | 185 | 0 | 501.6698 | 17 | 37 | 67 | 95 | 117 | 109 | 170 | 168 | 0 | - | - | 134 | 0 | 149 | 162 | 186 | 0 | 341.8773 | 22.5875 | 1.5392 | 7.1859 | 28.498 | 12.1011 | 0 | 71.9117 | 25.2381 | 0.43095 | 11.3607 | 29.3079 | 11.6764 | 0 | 78.014
| 14 | 10 | o | o+ | + | o | 0 | 2 | 2 | 2 | 1 | 2221 | 4 | 0 | 2 | 0 | 1 | o | 21 | 1 | 1 | 13 | 33 | 63 | 92 | 116 | 108 | 0 | 0 | 0 | - | - | 121 | 0 | 152 | 160 | 185 | 184 | 531.0494 | 13 | 33 | 63 | 93 | 117 | 109 | 0 | 0 | 0 | - | - | 122 | 0 | 153 | 160 | 186 | 184 | 409.4847 | 78.8149 | 0 | 10.3744 | 28.498 | 1.0854 | -38.2237 | 80.5491 | 75.1956 | 0 | 16.4565 | 29.3079 | 0.97103 | -24.1416 | 97.7894
| 15 | 10 | o | o+ | + | o | 0 | 2 | 2 | 2 | 1 | 2221 | 9 | 0 | 2 | 0 | 1 | o | 24 | 1 | 1 | 13 | 33 | 63 | 92 | 116 | 108 | 0 | 0 | 0 | - | - | 136 | 0 | 152 | 160 | 185 | 184 | 510.393 | 13 | 33 | 63 | 93 | 117 | 109 | 0 | 0 | 0 | - | - | 138 | 0 | 153 | 160 | 186 | 184 | 395.8026 | 89.849 | 0 | 11.8269 | 28.498 | 1.0854 | -38.2237 | 93.0356 | 85.723 | 0 | 18.7604 | 29.3079 | 0.97103 | -24.1416 | 110.6207
| 16 | 24 | o+ | + | + | o | 0 | 3 | 3 | 2 | 1 | 3321 | 8 | 13 | 1 | 1 | 2 | o | 23 | 1 | 1 | 15 | 35 | 65 | 94 | 116 | 108 | 0 | 0 | 0 | - | - | 133 | 0 | 148 | 162 | 185 | 184 | 510.9316 | 15 | 35 | 65 | 95 | 117 | 109 | 0 | 0 | 0 | - | - | 134 | 0 | 149 | 162 | 186 | 184 | 348.2332 | 36.212 | 1.4813 | 6.9747 | 28.498 | 1.032 | -38.2237 | 35.9743 | 36.4416 | 0.47986 | 10.9581 | 29.3079 | 0.94513 | -24.1416 | 53.991
| 17 | 32 | + | + | + | o | 0 | 4 | 3 | 2 | 1 | 4321 | 8 | 13 | 1 | 1 | 2 | o | 23 | 1 | 1 | 17 | 37 | 67 | 94 | 116 | 108 | 0 | 0 | 0 | - | - | 133 | 0 | 148 | 162 | 185 | 184 | 542.4133 | 17 | 37 | 67 | 95 | 117 | 109 | 0 | 0 | 0 | - | - | 134 | 0 | 149 | 162 | 186 | 184 | 361.19 | 32.2719 | 1.544 | 6.9897 | 28.498 | 1.011 | -38.2237 | 32.0909 | 34.0875 | 0.48225 | 10.986 | 29.3079 | 0.93615 | -24.1416 | 51.6582
| 18 | 26 | o+ | + | + | o | 1 | 3 | 3 | 2 | 2 | 3322 | 8 | 13 | 1 | 1 | 2 | o | 23 | 1 | 1 | 15 | 35 | 65 | 94 | 116 | 108 | 169 | 167 | 0 | - | - | 133 | 0 | 148 | 162 | 185 | 184 | 522.9316 | 15 | 35 | 65 | 95 | 117 | 109 | 170 | 168 | 0 | - | - | 134 | 0 | 149 | 162 | 186 | 184 | 361.7386 | 25.7586 | 1.4736 | 7.1479 | 28.498 | 12.1231 | -38.2237 | 36.7775 | 26.9964 | 0.42849 | 11.2847 | 29.3079 | 11.6852 | -24.1416 | 55.5611
| 19 | 34 | + | + | + | o | 1 | 4 | 3 | 2 | 2 | 4322 | 8 | 13 | 1 | 1 | 2 | o | 23 | 1 | 1 | 17 | 37 | 67 | 94 | 116 | 108 | 169 | 167 | 0 | - | - | 133 | 0 | 148 | 162 | 185 | 184 | 554.4133 | 17 | 37 | 67 | 95 | 117 | 109 | 170 | 168 | 0 | - | - | 134 | 0 | 149 | 162 | 186 | 184 | 374.6954 | 22.5875 | 1.5392 | 7.1859 | 28.498 | 12.1011 | -38.2237 | 33.688 | 25.2381 | 0.43095 | 11.3607 | 29.3079 | 11.6764 | -24.1416 | 53.8724
| 20 | 22 |  |  |  |  | 1 | 3 | 2 | 2 | 2 | 3222 | 9 | 0 | 2 | 0 | 2 | o | 24 | 1 | 1 | 15 | 35 | 65 | 92 | 116 | 108 | 169 | 167 | 0 | - | - | 136 | 0 | 152 | 162 | 185 | 184 | 548.3141 | 15 | 35 | 65 | 93 | 117 | 109 | 170 | 168 | 0 | - | - | 138 | 0 | 153 | 162 | 186 | 184 | 419.7406 | 47.8351 | 0 | 11.8269 | 28.498 | 12.1401 | -38.2237 | 62.0763 | 49.243 | 0 | 18.7604 | 29.3079 | 11.693 | -24.1416 | 84.8626
| 21 | 24 |  |  |  |  | 0 | 3 | 3 | 2 | 1 | 3321 | 4 | 0 | 2 | 0 | 2 | o | 15 | 0 | 0 | 15 | 35 | 65 | 94 | 116 | 108 | 0 | 0 | 0 | - | - | 121 | 0 | 152 | 162 | 0 | 0 | 487.7296 | 15 | 35 | 65 | 95 | 117 | 109 | 0 | 0 | 0 | - | - | 122 | 0 | 153 | 162 | 0 | 0 | 361.2332 | 56.7592 | 0 | 16.5474 | 28.498 | 1.032 | 0 | 102.8366 | 57.6688 | 0 | 25.5474 | 29.3079 | 0.94513 | 0 | 113.4692
| 22 | 34 |  |  |  |  | 1 | 4 | 3 | 2 | 2 | 4322 | 4 | 0 | 2 | 0 | 2 | o | 21 | 1 | 1 | 17 | 37 | 67 | 94 | 116 | 108 | 169 | 167 | 0 | - | - | 121 | 0 | 152 | 162 | 185 | 184 | 611.3834 | 17 | 37 | 67 | 95 | 117 | 109 | 170 | 168 | 0 | - | - | 122 | 0 | 153 | 162 | 186 | 184 | 456.4486 | 34.3634 | 0 | 10.3744 | 28.498 | 12.1011 | -38.2237 | 47.1132 | 38.524 | 0 | 16.4565 | 29.3079 | 11.6764 | -24.1416 | 71.8231
| 23 | 34 |  |  |  |  | 1 | 4 | 3 | 2 | 2 | 4322 | 8 | 0 | 1 | 0 | 2 | o | 23 | 1 | 1 | 17 | 37 | 67 | 94 | 116 | 108 | 169 | 167 | 0 | - | - | 133 | 0 | 148 | 162 | 185 | 184 | 554.4133 | 17 | 37 | 67 | 95 | 117 | 109 | 170 | 168 | 0 | - | - | 134 | 0 | 149 | 162 | 186 | 184 | 374.6954 | 22.5875 | 0 | 7.1859 | 28.498 | 12.1011 | -38.2237 | 32.1488 | 25.2381 | 0 | 11.3607 | 29.3079 | 11.6764 | -24.1416 | 53.4414
| 24 | 32 |  |  |  |  | 0 | 4 | 3 | 2 | 1 | 4321 | 10 | 0 | 1 | 0 | 2 | o | 25 | 1 | 0 | 17 | 37 | 67 | 94 | 116 | 108 | 0 | 0 | 0 | - | - | 189 | 0 | 148 | 162 | 185 | 0 | 465.873 | 17 | 37 | 67 | 95 | 117 | 109 | 0 | 0 | 0 | - | - | 190 | 0 | 149 | 162 | 186 | 0 | 312.0716 | 25.2802 | 0 | 5.4754 | 28.498 | 1.011 | 0 | 60.2646 | 26.9491 | 0 | 8.6854 | 29.3079 | 0.93615 | 0 | 65.8786
| 25 | 22 |  |  |  |  | 1 | 3 | 2 | 2 | 2 | 3222 | 4 | 0 | 2 | 0 | 2 | o | 21 | 1 | 1 | 15 | 35 | 65 | 92 | 116 | 108 | 169 | 167 | 0 | - | - | 121 | 0 | 152 | 162 | 185 | 184 | 568.9705 | 15 | 35 | 65 | 93 | 117 | 109 | 170 | 168 | 0 | - | - | 122 | 0 | 153 | 162 | 186 | 184 | 433.4227 | 41.9606 | 0 | 10.3744 | 28.498 | 12.1401 | -38.2237 | 54.7494 | 43.1956 | 0 | 16.4565 | 29.3079 | 11.693 | -24.1416 | 76.5114
| 26 | 32 |  |  |  |  | 0 | 4 | 3 | 2 | 1 | 4321 | 8 | 0 | 1 | 0 | 2 | o | 23 | 1 | 1 | 17 | 37 | 67 | 94 | 116 | 108 | 0 | 0 | 0 | - | - | 133 | 0 | 148 | 162 | 185 | 184 | 542.4133 | 17 | 37 | 67 | 95 | 117 | 109 | 0 | 0 | 0 | - | - | 134 | 0 | 149 | 162 | 186 | 184 | 361.19 | 32.2719 | 0 | 6.9897 | 28.498 | 1.011 | -38.2237 | 30.5469 | 34.0875 | 0 | 10.986 | 29.3079 | 0.93615 | -24.1416 | 51.1759
| 27 | [20 empty] | #N/A | #N/A | #N/A | #N/A | #N/A | #N/A | 0 | 0 | 0 | - | - | 0 | 0 | 0 | FALSE | 0 | 0 | #N/A | #N/A | #N/A | #N/A | #N/A | #N/A | #N/A | 0 | 0 | 0 | - | - | 0 | 0 | 0 | FALSE | 0 | 0 | #N/A | FALSE | #N/A | FALSE | #N/A | #N/A | 0 | #N/A | FALSE | #N/A | FALSE | #N/A | #N/A | 0 | #N/A
[58 empty] | Energy use[kWh/m2y] - SFH | [6 empty] | Energy use[kWh/m2y] - AB
| Nº | Variant E+ | e | w | c | L | HR | E | W | C | HR |  | HE | CO | HE-E | CO-E | C | L | DHW | RES-ST | RES-PV | R | W | B | Win | NC | SS | HR I | HR II | L | Performance | HE Code | HE | CO | E | Control | DHW-ST | PV | Total SFH | Roof | Walls | Basement | Windows | NC | SS | Heat Recovery - grilles and ducts | Heat Recovery - unit | L |  |  | Heating Generation | CO | Emission | Control | Thermal Solar | PV | Total AB | H | C | DHW | L | AUX | RES-E | - | H | C | DHW | L | AUX | RES-E | -
2010 | 1 | 1 | - | o | o | o | 0 | 1 | 1 | 1 | 1 | 1111 | 2 | 0 | 2 | 0 | 1 | o | 14 | 0 | 0 | 39.5997 | 25.2249 |  | 19.2837 |  | 23.3478 |  |  |  | 0 | 98 | 29.2026 |  | 107.2 | 8.5714 |  |  | 35340.2247 | 19.1623 | 8.2923 |  | 17.7629 |  | 21.5065 |  |  |  | 0 | 101 | 11.4402 |  | 107.2 | 1.2121 |  |  | 184710.5073 | 263.7302 | 0 | 19.65 | 11.3538 | 0.75055 | 0 | - | 221.8409 | 0 | 30.3375 | 11.6765 | 0.60937 | 0 | -
| 2 | 10 | o | o+ | + | o | 0 | 2 | 2 | 2 | 1 | 2221 | 4 | 0 | 2 | 0 | 1 | o | 15 | 0 | 0 | 8.2267 | 93.0694 | 16.1763 | 82.6843 | 56.554 | 57.7389 |  |  |  | 2 | 100 | 20.6564 |  | 107.2 | 8.5714 |  |  | 63122.8311 | 3.9809 | 30.5951 | 7.8277 | 76.1636 | 46.8846 | 53.1855 |  |  |  | 2 | 103 | 13.6821 |  | 107.2 | 1.2121 |  |  | 337324.3058 | 78.8149 | 0 | 16.5474 | 11.3538 | 0.43244 | 0 | - | 75.1956 | 0 | 25.5474 | 11.6765 | 0.38687 | 0 | -
| 3 | 10 | o | o+ | + | o | 0 | 2 | 2 | 2 | 1 | 2221 | 9 | 0 | 2 | 0 | 1 | o | 18 | 0 | 0 | 8.2267 | 93.0694 | 16.1763 | 82.6843 | 56.554 | 57.7389 |  |  |  | 2 | 100 |  |  | 107.2 | 8.5714 |  |  | 60230.9385 | 3.9809 | 30.5951 | 7.8277 | 76.1636 | 46.8846 | 53.1855 |  |  |  | 2 | 103 |  |  | 107.2 | 1.2121 |  |  | 323779.0282 | 74.8742 | 0 | 15.72 | 11.3538 | 0.43244 | 0 | - | 71.4358 | 0 | 24.27 | 11.6765 | 0.38687 | 0 | -
| 4 | 24 | o+ | + | + | o | 0 | 3 | 3 | 2 | 1 | 3321 | 8 | 13 | 1 | 1 | 2 | o | 17 | 0 | 0 | 16.709 | 107.7451 | 20.8091 | 93.6154 | 56.554 | 57.7389 |  |  |  | 2 | 100 | 70.8863 |  |  | 6.7017 |  |  | 60306.3368 | 8.0855 | 35.4195 | 10.0695 | 86.2327 | 46.8846 | 53.1855 |  |  |  | 2 | 103 | 39.129 |  |  | 0.47385 |  |  | 276685.3251 | 14.4271 | 0.59016 | 4.4322 | 11.3538 | 0.41116 | 0 | - | 14.5186 | 0.19118 | 6.7775 | 11.6765 | 0.37655 | 0 | -
| 5 | 32 | + | + | + | o | 0 | 4 | 3 | 2 | 1 | 4321 | 8 | 13 | 1 | 1 | 2 | o | 17 | 0 | 0 | 25.1914 | 122.4209 | 29.1327 | 93.6154 | 56.554 | 57.7389 |  |  |  | 2 | 100 | 70.8863 |  |  | 6.7017 |  |  | 64713.7766 | 12.1901 | 40.2439 | 14.0973 | 86.2327 | 46.8846 | 53.1855 |  |  |  | 2 | 103 | 39.129 |  |  | 0.47385 |  |  | 289512.5569 | 12.8573 | 0.61512 | 4.4417 | 11.3538 | 0.40279 | 0 | - | 13.5807 | 0.19213 | 6.7948 | 11.6765 | 0.37297 | 0 | -
| 6 | 26 | o+ | + | + | o | 1 | 3 | 3 | 2 | 2 | 3322 | 8 | 13 | 1 | 1 | 2 | o | 17 | 0 | 0 | 16.709 | 107.7451 | 20.8091 | 93.6154 | 56.554 | 57.7389 |  | 12 |  | 2 | 100 | 70.8863 |  |  | 6.7017 |  |  | 61986.3368 | 8.0855 | 35.4195 | 10.0695 | 86.2327 | 46.8846 | 53.1855 |  | 13.5055 |  | 2 | 103 | 39.129 |  |  | 0.47385 |  |  | 290055.7251 | 10.2624 | 0.58711 | 4.5422 | 11.3538 | 4.8299 | 0 | - | 10.7556 | 0.17071 | 6.9795 | 11.6765 | 4.6555 | 0 | -
| 7 | 34 | + | + | + | o | 1 | 4 | 3 | 2 | 2 | 4322 | 8 | 13 | 1 | 1 | 2 | o | 17 | 0 | 0 | 25.1914 | 122.4209 | 29.1327 | 93.6154 | 56.554 | 57.7389 |  | 12 |  | 2 | 100 | 70.8863 |  |  | 6.7017 |  |  | 66393.7766 | 12.1901 | 40.2439 | 14.0973 | 86.2327 | 46.8846 | 53.1855 |  | 13.5055 |  | 2 | 103 | 39.129 |  |  | 0.47385 |  |  | 302882.9569 | 8.999 | 0.61322 | 4.5664 | 11.3538 | 4.8212 | 0 | - | 10.055 | 0.17169 | 7.0265 | 11.6765 | 4.6519 | 0 | -
| 8 | 10 | o | o+ | + | o | 0 | 2 | 2 | 2 | 1 | 2221 | 4 | 0 | 2 | 0 | 1 | o | 21 | 1 | 0 | 8.2267 | 93.0694 | 16.1763 | 82.6843 | 56.554 | 57.7389 |  |  |  | 2 | 100 | 20.6564 |  | 107.2 | 8.5714 | 27.4286 |  | 66962.8311 | 3.9809 | 30.5951 | 7.8277 | 76.1636 | 46.8846 | 53.1855 |  |  |  | 2 | 103 | 13.6821 |  | 107.2 | 1.2121 | 35.9349 |  | 372899.8478 | 78.8149 | 0 | 10.3744 | 11.3538 | 0.43244 | 0 | - | 75.1956 | 0 | 16.4565 | 11.6765 | 0.38687 | 0 | -
| 9 | 10 | o | o+ | + | o | 0 | 2 | 2 | 2 | 1 | 2221 | 9 | 0 | 2 | 0 | 1 | o | 24 | 1 | 0 | 8.2267 | 93.0694 | 16.1763 | 82.6843 | 56.554 | 57.7389 |  |  |  | 2 | 100 |  |  | 107.2 | 8.5714 | 27.4286 |  | 64070.9385 | 3.9809 | 30.5951 | 7.8277 | 76.1636 | 46.8846 | 53.1855 |  |  |  | 2 | 103 |  |  | 107.2 | 1.2121 | 35.9349 |  | 359354.5702 | 74.8742 | 0 | 9.8557 | 11.3538 | 0.43244 | 0 | - | 71.4358 | 0 | 15.6336 | 11.6765 | 0.38687 | 0 | -
| 10 | 24 | o+ | + | + | o | 0 | 3 | 3 | 2 | 1 | 3321 | 8 | 13 | 1 | 1 | 2 | o | 23 | 1 | 0 | 16.709 | 107.7451 | 20.8091 | 93.6154 | 56.554 | 57.7389 |  |  |  | 2 | 100 | 70.8863 |  |  | 6.7017 | 27.4286 |  | 64146.3368 | 8.0855 | 35.4195 | 10.0695 | 86.2327 | 46.8846 | 53.1855 |  |  |  | 2 | 103 | 39.129 |  |  | 0.47385 | 35.9349 |  | 312260.8671 | 14.4271 | 0.59016 | 2.7788 | 11.3538 | 0.41116 | 0 | - | 14.5186 | 0.19118 | 4.3658 | 11.6765 | 0.37655 | 0 | -
| 11 | 32 | + | + | + | o | 0 | 4 | 3 | 2 | 1 | 4321 | 8 | 13 | 1 | 1 | 2 | o | 23 | 1 | 0 | 25.1914 | 122.4209 | 29.1327 | 93.6154 | 56.554 | 57.7389 |  |  |  | 2 | 100 | 70.8863 |  |  | 6.7017 | 27.4286 |  | 68553.7766 | 12.1901 | 40.2439 | 14.0973 | 86.2327 | 46.8846 | 53.1855 |  |  |  | 2 | 103 | 39.129 |  |  | 0.47385 | 35.9349 |  | 325088.0989 | 12.8573 | 0.61512 | 2.7847 | 11.3538 | 0.40279 | 0 | - | 13.5807 | 0.19213 | 4.3769 | 11.6765 | 0.37297 | 0 | -
| 12 | 26 | o+ | + | + | o | 1 | 3 | 3 | 2 | 2 | 3322 | 8 | 13 | 1 | 1 | 2 | o | 23 | 1 | 0 | 16.709 | 107.7451 | 20.8091 | 93.6154 | 56.554 | 57.7389 |  | 12 |  | 2 | 100 | 70.8863 |  |  | 6.7017 | 27.4286 |  | 65826.3368 | 8.0855 | 35.4195 | 10.0695 | 86.2327 | 46.8846 | 53.1855 |  | 13.5055 |  | 2 | 103 | 39.129 |  |  | 0.47385 | 35.9349 |  | 325631.2671 | 10.2624 | 0.58711 | 2.8478 | 11.3538 | 4.8299 | 0 | - | 10.7556 | 0.17071 | 4.4959 | 11.6765 | 4.6555 | 0 | -
| 13 | 34 | + | + | + | o | 1 | 4 | 3 | 2 | 2 | 4322 | 8 | 13 | 1 | 1 | 2 | o | 23 | 1 | 0 | 25.1914 | 122.4209 | 29.1327 | 93.6154 | 56.554 | 57.7389 |  | 12 |  | 2 | 100 | 70.8863 |  |  | 6.7017 | 27.4286 |  | 70233.7766 | 12.1901 | 40.2439 | 14.0973 | 86.2327 | 46.8846 | 53.1855 |  | 13.5055 |  | 2 | 103 | 39.129 |  |  | 0.47385 | 35.9349 |  | 338458.4989 | 8.999 | 0.61322 | 2.8629 | 11.3538 | 4.8212 | 0 | - | 10.055 | 0.17169 | 4.5262 | 11.6765 | 4.6519 | 0 | -
| 14 | 10 | o | o+ | + | o | 0 | 2 | 2 | 2 | 1 | 2221 | 4 | 0 | 2 | 0 | 1 | o | 21 | 1 | 1 | 8.2267 | 93.0694 | 16.1763 | 82.6843 | 56.554 | 57.7389 |  |  |  | 2 | 100 | 20.6564 |  | 107.2 | 8.5714 | 27.4286 | 52.7435 | 74346.9194 | 3.9809 | 30.5951 | 7.8277 | 76.1636 | 46.8846 | 53.1855 |  |  |  | 2 | 103 | 13.6821 |  | 107.2 | 1.2121 | 35.9349 | 32.8182 | 405389.8364 | 78.8149 | 0 | 10.3744 | 11.3538 | 0.43244 | -15.2286 | - | 75.1956 | 0 | 16.4565 | 11.6765 | 0.38687 | -9.6182 | -
| 15 | 10 | o | o+ | + | o | 0 | 2 | 2 | 2 | 1 | 2221 | 9 | 0 | 2 | 0 | 1 | o | 24 | 1 | 1 | 8.2267 | 93.0694 | 16.1763 | 82.6843 | 56.554 | 57.7389 |  |  |  | 2 | 100 |  |  | 107.2 | 8.5714 | 27.4286 | 52.7435 | 71455.0269 | 3.9809 | 30.5951 | 7.8277 | 76.1636 | 46.8846 | 53.1855 |  |  |  | 2 | 103 |  |  | 107.2 | 1.2121 | 35.9349 | 32.8182 | 391844.5588 | 74.8742 | 0 | 9.8557 | 11.3538 | 0.43244 | -15.2286 | - | 71.4358 | 0 | 15.6336 | 11.6765 | 0.38687 | -9.6182 | -
| 16 | 24 | o+ | + | + | o | 0 | 3 | 3 | 2 | 1 | 3321 | 8 | 13 | 1 | 1 | 2 | o | 23 | 1 | 1 | 16.709 | 107.7451 | 20.8091 | 93.6154 | 56.554 | 57.7389 |  |  |  | 2 | 100 | 70.8863 |  |  | 6.7017 | 27.4286 | 52.7435 | 71530.4251 | 8.0855 | 35.4195 | 10.0695 | 86.2327 | 46.8846 | 53.1855 |  |  |  | 2 | 103 | 39.129 |  |  | 0.47385 | 35.9349 | 32.8182 | 344750.8557 | 14.4271 | 0.59016 | 2.7788 | 11.3538 | 0.41116 | -15.2286 | - | 14.5186 | 0.19118 | 4.3658 | 11.6765 | 0.37655 | -9.6182 | -
| 17 | 32 | + | + | + | o | 0 | 4 | 3 | 2 | 1 | 4321 | 8 | 13 | 1 | 1 | 2 | o | 23 | 1 | 1 | 25.1914 | 122.4209 | 29.1327 | 93.6154 | 56.554 | 57.7389 |  |  |  | 2 | 100 | 70.8863 |  |  | 6.7017 | 27.4286 | 52.7435 | 75937.8649 | 12.1901 | 40.2439 | 14.0973 | 86.2327 | 46.8846 | 53.1855 |  |  |  | 2 | 103 | 39.129 |  |  | 0.47385 | 35.9349 | 32.8182 | 357578.0875 | 12.8573 | 0.61512 | 2.7847 | 11.3538 | 0.40279 | -15.2286 | - | 13.5807 | 0.19213 | 4.3769 | 11.6765 | 0.37297 | -9.6182 | -
| 18 | 26 | o+ | + | + | o | 1 | 3 | 3 | 2 | 2 | 3322 | 8 | 13 | 1 | 1 | 2 | o | 23 | 1 | 1 | 16.709 | 107.7451 | 20.8091 | 93.6154 | 56.554 | 57.7389 |  | 12 |  | 2 | 100 | 70.8863 |  |  | 6.7017 | 27.4286 | 52.7435 | 73210.4251 | 8.0855 | 35.4195 | 10.0695 | 86.2327 | 46.8846 | 53.1855 |  | 13.5055 |  | 2 | 103 | 39.129 |  |  | 0.47385 | 35.9349 | 32.8182 | 358121.2557 | 10.2624 | 0.58711 | 2.8478 | 11.3538 | 4.8299 | -15.2286 | - | 10.7556 | 0.17071 | 4.4959 | 11.6765 | 4.6555 | -9.6182 | -
| 19 | 34 | + | + | + | o | 1 | 4 | 3 | 2 | 2 | 4322 | 8 | 13 | 1 | 1 | 2 | o | 23 | 1 | 1 | 25.1914 | 122.4209 | 29.1327 | 93.6154 | 56.554 | 57.7389 |  | 12 |  | 2 | 100 | 70.8863 |  |  | 6.7017 | 27.4286 | 52.7435 | 77617.8649 | 12.1901 | 40.2439 | 14.0973 | 86.2327 | 46.8846 | 53.1855 |  | 13.5055 |  | 2 | 103 | 39.129 |  |  | 0.47385 | 35.9349 | 32.8182 | 370948.4875 | 8.999 | 0.61322 | 2.8629 | 11.3538 | 4.8212 | -15.2286 | - | 10.055 | 0.17169 | 4.5262 | 11.6765 | 4.6519 | -9.6182 | -
| 20 | 22 |  |  |  |  | 1 | 3 | 2 | 2 | 2 | 3222 | 9 | 0 | 2 | 0 | 2 | o | 24 | 1 | 1 | 16.709 | 107.7451 | 20.8091 | 82.6843 | 56.554 | 57.7389 |  | 12 |  | 2 | 100 |  |  | 107.2 | 6.7017 | 27.4286 | 52.7435 | 76763.9779 | 8.0855 | 35.4195 | 10.0695 | 76.1636 | 46.8846 | 53.1855 |  | 13.5055 |  | 2 | 103 |  |  | 107.2 | 0.47385 | 35.9349 | 32.8182 | 415543.1639 | 39.8626 | 0 | 9.8557 | 11.3538 | 4.8367 | -15.2286 | - | 41.0358 | 0 | 15.6336 | 11.6765 | 4.6586 | -9.6182 | -
| 21 | 24 |  |  |  |  | 0 | 3 | 3 | 2 | 1 | 3321 | 4 | 0 | 2 | 0 | 2 | o | 15 | 0 | 0 | 16.709 | 107.7451 | 20.8091 | 93.6154 | 56.554 | 57.7389 |  |  |  | 2 | 100 | 20.6564 |  | 107.2 | 6.7017 |  |  | 68282.1422 | 8.0855 | 35.4195 | 10.0695 | 86.2327 | 46.8846 | 53.1855 |  |  |  | 2 | 103 | 13.6821 |  | 107.2 | 0.47385 |  |  | 357620.9109 | 56.7592 | 0 | 16.5474 | 11.3538 | 0.41116 | 0 | - | 57.6688 | 0 | 25.5474 | 11.6765 | 0.37655 | 0 | -
| 22 | 34 |  |  |  |  | 1 | 4 | 3 | 2 | 2 | 4322 | 4 | 0 | 2 | 0 | 2 | o | 21 | 1 | 1 | 25.1914 | 122.4209 | 29.1327 | 93.6154 | 56.554 | 57.7389 |  | 12 |  | 2 | 100 | 20.6564 |  | 107.2 | 6.7017 | 27.4286 | 52.7435 | 85593.6703 | 12.1901 | 40.2439 | 14.0973 | 86.2327 | 46.8846 | 53.1855 |  | 13.5055 |  | 2 | 103 | 13.6821 |  | 107.2 | 0.47385 | 35.9349 | 32.8182 | 451884.0733 | 34.3634 | 0 | 10.3744 | 11.3538 | 4.8212 | -15.2286 | - | 38.524 | 0 | 16.4565 | 11.6765 | 4.6519 | -9.6182 | -
| 23 | 34 |  |  |  |  | 1 | 4 | 3 | 2 | 2 | 4322 | 8 | 0 | 1 | 0 | 2 | o | 23 | 1 | 1 | 25.1914 | 122.4209 | 29.1327 | 93.6154 | 56.554 | 57.7389 |  | 12 |  | 2 | 100 | 70.8863 |  |  | 6.7017 | 27.4286 | 52.7435 | 77617.8649 | 12.1901 | 40.2439 | 14.0973 | 86.2327 | 46.8846 | 53.1855 |  | 13.5055 |  | 2 | 103 | 39.129 |  |  | 0.47385 | 35.9349 | 32.8182 | 370948.4875 | 8.999 | 0 | 2.8629 | 11.3538 | 4.8212 | -15.2286 | - | 10.055 | 0 | 4.5262 | 11.6765 | 4.6519 | -9.6182 | -
| 24 | 32 |  |  |  |  | 0 | 4 | 3 | 2 | 1 | 4321 | 10 | 0 | 1 | 0 | 2 | o | 25 | 1 | 0 | 25.1914 | 122.4209 | 29.1327 | 93.6154 | 56.554 | 57.7389 |  |  |  | 2 | 100 | 47.0895 |  |  | 6.7017 | 27.4286 |  | 65222.2177 | 12.1901 | 40.2439 | 14.0973 | 86.2327 | 46.8846 | 53.1855 |  |  |  | 2 | 103 | 22.8288 |  |  | 0.47385 | 35.9349 |  | 308950.8817 | 50.5603 | 0 | 10.9508 | 11.3538 | 0.40279 | 0 | - | 53.8983 | 0 | 17.3707 | 11.6765 | 0.37297 | 0 | -
| 25 | 22 |  |  |  |  | 1 | 3 | 2 | 2 | 2 | 3222 | 4 | 0 | 2 | 0 | 2 | o | 21 | 1 | 1 | 16.709 | 107.7451 | 20.8091 | 82.6843 | 56.554 | 57.7389 |  | 12 |  | 2 | 100 | 20.6564 |  | 107.2 | 6.7017 | 27.4286 | 52.7435 | 79655.8705 | 8.0855 | 35.4195 | 10.0695 | 76.1636 | 46.8846 | 53.1855 |  | 13.5055 |  | 2 | 103 | 13.6821 |  | 107.2 | 0.47385 | 35.9349 | 32.8182 | 429088.4415 | 41.9606 | 0 | 10.3744 | 11.3538 | 4.8367 | -15.2286 | - | 43.1956 | 0 | 16.4565 | 11.6765 | 4.6586 | -9.6182 | -
| 26 | 32 |  |  |  |  | 0 | 4 | 3 | 2 | 1 | 4321 | 8 | 0 | 1 | 0 | 2 | o | 23 | 1 | 1 | 25.1914 | 122.4209 | 29.1327 | 93.6154 | 56.554 | 57.7389 |  |  |  | 2 | 100 | 70.8863 |  |  | 6.7017 | 27.4286 | 52.7435 | 75937.8649 | 12.1901 | 40.2439 | 14.0973 | 86.2327 | 46.8846 | 53.1855 |  |  |  | 2 | 103 | 39.129 |  |  | 0.47385 | 35.9349 | 32.8182 | 357578.0875 | 12.8573 | 0 | 2.7847 | 11.3538 | 0.40279 | -15.2286 | - | 13.5807 | 0 | 4.3769 | 11.6765 | 0.37297 | -9.6182 | -
| 27 | [20 empty] | #N/A | #N/A | #N/A | #N/A | #N/A | #N/A |  |  |  | #N/A | #N/A |  |  |  | #N/A |  |  | #N/A | #N/A | #N/A | #N/A | #N/A | #N/A | #N/A |  |  |  | #N/A | #N/A |  |  |  | #N/A |  |  | #N/A | #N/A | #N/A | #N/A | #N/A | #N/A | 0 | - | #N/A | #N/A | #N/A | #N/A | #N/A | 0 | -
| Energy efficiency measure or package of measures - RESIDENTIAL | [20 empty] | INVESTMENT COST [€/m2] | [35 empty] | (NET) PRIMARY ENERGY [kWh/m2]
Year | Nº |  | Code variant | [18 empty] | Codes Cost database(*) | [16 empty] | SFH | Codes Cost database | [16 empty] | AB | [6 empty] | SFH | [6 empty] | AB
|  | Variant E+ | e | w | c | L | HR | E | W | C | HR |  | HE | CO | HE-E | CO-E | C | L | DHW | RES-ST | RES-PV | R | W | B | Win | NC | SS | HR I | HR II | L | - | - | HE | CO | E | Control | DHW-ST | PV | 140 | R | W | B | Win | NC | SS | HR I | HR II | L | - | - | HE | CO | E | Control | DHW-ST | PV | 990 | H | C | DHW | L | AUX | RES-E | 140 | H | C | DHW | L | AUX | RES-E | 990
2020 | 1 | 1 | - | o | o | o | 0 | 1 | 1 | 1 | 1 | 1111 | 2 | 0 | 2 | 0 | 1 | o | 14 | 0 | 0 | 1 | 23 | 0 | 80 | 0 | 102 | 0 | 0 | 0 | - | - | 145 | 0 | 152 | 160 | 0 | 0 | 248.539 | 1 | 23 | 0 | 81 | 0 | 103 | 0 | 0 | 0 | - | - | 146 | 0 | 153 | 160 | 0 | 0 | 184.7263 | 263.7302 | 0 | 19.65 | 21.9128 | 1.4486 | 0 | 306.7416 | 221.8409 | 0 | 30.3375 | 22.5356 | 1.1761 | 0 | 275.8901
| 2 | 10 | o | o+ | + | o | 0 | 2 | 2 | 2 | 1 | 2221 | 4 | 0 | 2 | 0 | 1 | o | 15 | 0 | 0 | 13 | 33 | 63 | 92 | 116 | 108 | 0 | 0 | 0 | - | - | 121 | 0 | 152 | 160 | 0 | 0 | 442.8209 | 13 | 33 | 63 | 93 | 117 | 109 | 0 | 0 | 0 | - | - | 122 | 0 | 153 | 160 | 0 | 0 | 336.8484 | 78.8149 | 0 | 16.5474 | 21.9128 | 0.8346 | 0 | 118.1097 | 75.1956 | 0 | 25.5474 | 22.5356 | 0.74665 | 0 | 124.0252
| 3 | 10 | o | o+ | + | o | 0 | 2 | 2 | 2 | 1 | 2221 | 9 | 0 | 2 | 0 | 1 | o | 18 | 0 | 0 | 13 | 33 | 63 | 92 | 116 | 108 | 0 | 0 | 0 | - | - | 136 | 0 | 152 | 160 | 0 | 0 | 422.1645 | 13 | 33 | 63 | 93 | 117 | 109 | 0 | 0 | 0 | - | - | 138 | 0 | 153 | 160 | 0 | 0 | 323.1663 | 89.849 | 0 | 18.864 | 21.9128 | 0.8346 | 0 | 131.4605 | 85.723 | 0 | 29.124 | 22.5356 | 0.74665 | 0 | 138.1292
| 4 | 24 | o+ | + | + | o | 0 | 3 | 3 | 2 | 1 | 3321 | 8 | 13 | 1 | 1 | 2 | o | 17 | 0 | 0 | 15 | 35 | 65 | 94 | 116 | 108 | 0 | 0 | 0 | - | - | 133 | 0 | 148 | 162 | 0 | 0 | 417.2077 | 15 | 35 | 65 | 95 | 117 | 109 | 0 | 0 | 0 | - | - | 134 | 0 | 149 | 162 | 0 | 0 | 272.7027 | 27.8443 | 1.139 | 8.5541 | 21.9128 | 0.79354 | 0 | 60.2437 | 28.0208 | 0.36898 | 13.0807 | 22.5356 | 0.72673 | 0 | 64.7328
| 5 | 32 | + | + | + | o | 0 | 4 | 3 | 2 | 1 | 4321 | 8 | 13 | 1 | 1 | 2 | o | 17 | 0 | 0 | 17 | 37 | 67 | 94 | 116 | 108 | 0 | 0 | 0 | - | - | 133 | 0 | 148 | 162 | 0 | 0 | 446.9968 | 17 | 37 | 67 | 95 | 117 | 109 | 0 | 0 | 0 | - | - | 134 | 0 | 149 | 162 | 0 | 0 | 284.9629 | 24.8146 | 1.1872 | 8.5725 | 21.9128 | 0.77739 | 0 | 57.2645 | 26.2107 | 0.37082 | 13.1139 | 22.5356 | 0.71983 | 0 | 62.9508
| 6 | 26 | o+ | + | + | o | 1 | 3 | 3 | 2 | 2 | 3322 | 8 | 13 | 1 | 1 | 2 | o | 17 | 0 | 0 | 15 | 35 | 65 | 94 | 116 | 108 | 169 | 167 | 0 | - | - | 133 | 0 | 148 | 162 | 0 | 0 | 428.9677 | 15 | 35 | 65 | 95 | 117 | 109 | 170 | 168 | 0 | - | - | 134 | 0 | 149 | 162 | 0 | 0 | 285.938 | 19.8064 | 1.1331 | 8.7665 | 21.9128 | 9.3217 | 0 | 60.9405 | 20.7582 | 0.32948 | 13.4705 | 22.5356 | 8.985 | 0 | 66.0788
| 7 | 34 | + | + | + | o | 1 | 4 | 3 | 2 | 2 | 4322 | 8 | 13 | 1 | 1 | 2 | o | 17 | 0 | 0 | 17 | 37 | 67 | 94 | 116 | 108 | 169 | 167 | 0 | - | - | 133 | 0 | 148 | 162 | 0 | 0 | 458.7568 | 17 | 37 | 67 | 95 | 117 | 109 | 170 | 168 | 0 | - | - | 134 | 0 | 149 | 162 | 0 | 0 | 298.1982 | 17.3681 | 1.1835 | 8.8131 | 21.9128 | 9.3048 | 0 | 58.5823 | 19.4062 | 0.33137 | 13.5612 | 22.5356 | 8.9783 | 0 | 64.8126
| 8 | 10 | o | o+ | + | o | 0 | 2 | 2 | 2 | 1 | 2221 | 4 | 0 | 2 | 0 | 1 | o | 21 | 1 | 0 | 13 | 33 | 63 | 92 | 116 | 108 | 0 | 0 | 0 | - | - | 121 | 0 | 152 | 160 | 185 | 0 | 469.1524 | 13 | 33 | 63 | 93 | 117 | 109 | 0 | 0 | 0 | - | - | 122 | 0 | 153 | 160 | 186 | 0 | 371.3459 | 78.8149 | 0 | 10.3744 | 21.9128 | 0.8346 | 0 | 111.9368 | 75.1956 | 0 | 16.4565 | 22.5356 | 0.74665 | 0 | 114.9343
| 9 | 10 | o | o+ | + | o | 0 | 2 | 2 | 2 | 1 | 2221 | 9 | 0 | 2 | 0 | 1 | o | 24 | 1 | 0 | 13 | 33 | 63 | 92 | 116 | 108 | 0 | 0 | 0 | - | - | 136 | 0 | 152 | 160 | 185 | 0 | 448.496 | 13 | 33 | 63 | 93 | 117 | 109 | 0 | 0 | 0 | - | - | 138 | 0 | 153 | 160 | 186 | 0 | 357.6638 | 89.849 | 0 | 11.8269 | 21.9128 | 0.8346 | 0 | 124.4233 | 85.723 | 0 | 18.7604 | 22.5356 | 0.74665 | 0 | 127.7656
| 10 | 24 | o+ | + | + | o | 0 | 3 | 3 | 2 | 1 | 3321 | 8 | 13 | 1 | 1 | 2 | o | 23 | 1 | 0 | 15 | 35 | 65 | 94 | 116 | 108 | 0 | 0 | 0 | - | - | 133 | 0 | 148 | 162 | 185 | 0 | 443.5391 | 15 | 35 | 65 | 95 | 117 | 109 | 0 | 0 | 0 | - | - | 134 | 0 | 149 | 162 | 186 | 0 | 307.2002 | 27.8443 | 1.139 | 5.363 | 21.9128 | 0.79354 | 0 | 57.0527 | 28.0208 | 0.36898 | 8.426 | 22.5356 | 0.72673 | 0 | 60.0781
| 11 | 32 | + | + | + | o | 0 | 4 | 3 | 2 | 1 | 4321 | 8 | 13 | 1 | 1 | 2 | o | 23 | 1 | 0 | 17 | 37 | 67 | 94 | 116 | 108 | 0 | 0 | 0 | - | - | 133 | 0 | 148 | 162 | 185 | 0 | 473.3283 | 17 | 37 | 67 | 95 | 117 | 109 | 0 | 0 | 0 | - | - | 134 | 0 | 149 | 162 | 186 | 0 | 319.4604 | 24.8146 | 1.1872 | 5.3746 | 21.9128 | 0.77739 | 0 | 54.0666 | 26.2107 | 0.37082 | 8.4474 | 22.5356 | 0.71983 | 0 | 58.2843
| 12 | 26 | o+ | + | + | o | 1 | 3 | 3 | 2 | 2 | 3322 | 8 | 13 | 1 | 1 | 2 | o | 23 | 1 | 0 | 15 | 35 | 65 | 94 | 116 | 108 | 169 | 167 | 0 | - | - | 133 | 0 | 148 | 162 | 185 | 0 | 455.2991 | 15 | 35 | 65 | 95 | 117 | 109 | 170 | 168 | 0 | - | - | 134 | 0 | 149 | 162 | 186 | 0 | 320.4355 | 19.8064 | 1.1331 | 5.4962 | 21.9128 | 9.3217 | 0 | 57.6702 | 20.7582 | 0.32948 | 8.6771 | 22.5356 | 8.985 | 0 | 61.2854
| 13 | 34 | + | + | + | o | 1 | 4 | 3 | 2 | 2 | 4322 | 8 | 13 | 1 | 1 | 2 | o | 23 | 1 | 0 | 17 | 37 | 67 | 94 | 116 | 108 | 169 | 167 | 0 | - | - | 133 | 0 | 148 | 162 | 185 | 0 | 485.0883 | 17 | 37 | 67 | 95 | 117 | 109 | 170 | 168 | 0 | - | - | 134 | 0 | 149 | 162 | 186 | 0 | 332.6957 | 17.3681 | 1.1835 | 5.5254 | 21.9128 | 9.3048 | 0 | 55.2946 | 19.4062 | 0.33137 | 8.7355 | 22.5356 | 8.9783 | 0 | 59.9869
| 14 | 10 | o | o+ | + | o | 0 | 2 | 2 | 2 | 1 | 2221 | 4 | 0 | 2 | 0 | 1 | o | 21 | 1 | 1 | 13 | 33 | 63 | 92 | 116 | 108 | 0 | 0 | 0 | - | - | 121 | 0 | 152 | 160 | 185 | 184 | 495.2968 | 13 | 33 | 63 | 93 | 117 | 109 | 0 | 0 | 0 | - | - | 122 | 0 | 153 | 160 | 186 | 184 | 387.6135 | 78.8149 | 0 | 10.3744 | 21.9128 | 0.8346 | -29.3911 | 82.5457 | 75.1956 | 0 | 16.4565 | 22.5356 | 0.74665 | -18.5631 | 96.3712
| 15 | 10 | o | o+ | + | o | 0 | 2 | 2 | 2 | 1 | 2221 | 9 | 0 | 2 | 0 | 1 | o | 24 | 1 | 1 | 13 | 33 | 63 | 92 | 116 | 108 | 0 | 0 | 0 | - | - | 136 | 0 | 152 | 160 | 185 | 184 | 474.6404 | 13 | 33 | 63 | 93 | 117 | 109 | 0 | 0 | 0 | - | - | 138 | 0 | 153 | 160 | 186 | 184 | 373.9314 | 89.849 | 0 | 11.8269 | 21.9128 | 0.8346 | -29.3911 | 95.0322 | 85.723 | 0 | 18.7604 | 22.5356 | 0.74665 | -18.5631 | 109.2025
| 16 | 24 | o+ | + | + | o | 0 | 3 | 3 | 2 | 1 | 3321 | 8 | 13 | 1 | 1 | 2 | o | 23 | 1 | 1 | 15 | 35 | 65 | 94 | 116 | 108 | 0 | 0 | 0 | - | - | 133 | 0 | 148 | 162 | 185 | 184 | 469.6835 | 15 | 35 | 65 | 95 | 117 | 109 | 0 | 0 | 0 | - | - | 134 | 0 | 149 | 162 | 186 | 184 | 323.4678 | 27.8443 | 1.139 | 5.363 | 21.9128 | 0.79354 | -29.3911 | 27.6615 | 28.0208 | 0.36898 | 8.426 | 22.5356 | 0.72673 | -18.5631 | 41.515
| 17 | 32 | + | + | + | o | 0 | 4 | 3 | 2 | 1 | 4321 | 8 | 13 | 1 | 1 | 2 | o | 23 | 1 | 1 | 17 | 37 | 67 | 94 | 116 | 108 | 0 | 0 | 0 | - | - | 133 | 0 | 148 | 162 | 185 | 184 | 499.4727 | 17 | 37 | 67 | 95 | 117 | 109 | 0 | 0 | 0 | - | - | 134 | 0 | 149 | 162 | 186 | 184 | 335.728 | 24.8146 | 1.1872 | 5.3746 | 21.9128 | 0.77739 | -29.3911 | 24.6754 | 26.2107 | 0.37082 | 8.4474 | 22.5356 | 0.71983 | -18.5631 | 39.7212
| 18 | 26 | o+ | + | + | o | 1 | 3 | 3 | 2 | 2 | 3322 | 8 | 13 | 1 | 1 | 2 | o | 23 | 1 | 1 | 15 | 35 | 65 | 94 | 116 | 108 | 169 | 167 | 0 | - | - | 133 | 0 | 148 | 162 | 185 | 184 | 481.4435 | 15 | 35 | 65 | 95 | 117 | 109 | 170 | 168 | 0 | - | - | 134 | 0 | 149 | 162 | 186 | 184 | 336.7032 | 19.8064 | 1.1331 | 5.4962 | 21.9128 | 9.3217 | -29.3911 | 28.2791 | 20.7582 | 0.32948 | 8.6771 | 22.5356 | 8.985 | -18.5631 | 42.7223
| 19 | 34 | + | + | + | o | 1 | 4 | 3 | 2 | 2 | 4322 | 8 | 13 | 1 | 1 | 2 | o | 23 | 1 | 1 | 17 | 37 | 67 | 94 | 116 | 108 | 169 | 167 | 0 | - | - | 133 | 0 | 148 | 162 | 185 | 184 | 511.2327 | 17 | 37 | 67 | 95 | 117 | 109 | 170 | 168 | 0 | - | - | 134 | 0 | 149 | 162 | 186 | 184 | 348.9634 | 17.3681 | 1.1835 | 5.5254 | 21.9128 | 9.3048 | -29.3911 | 25.9035 | 19.4062 | 0.33137 | 8.7355 | 22.5356 | 8.9783 | -18.5631 | 41.4238
| 20 | 22 |  |  |  |  | 1 | 3 | 2 | 2 | 2 | 3222 | 9 | 0 | 2 | 0 | 2 | o | 24 | 1 | 1 | 15 | 35 | 65 | 92 | 116 | 108 | 169 | 167 | 0 | - | - | 136 | 0 | 152 | 162 | 185 | 184 | 510.8273 | 15 | 35 | 65 | 93 | 117 | 109 | 170 | 168 | 0 | - | - | 138 | 0 | 153 | 162 | 186 | 184 | 396.9987 | 47.8351 | 0 | 11.8269 | 21.9128 | 9.3348 | -29.3911 | 61.5184 | 49.243 | 0 | 18.7604 | 22.5356 | 8.9911 | -18.5631 | 80.9669
| 21 | 24 |  |  |  |  | 0 | 3 | 3 | 2 | 1 | 3321 | 4 | 0 | 2 | 0 | 2 | o | 15 | 0 | 0 | 15 | 35 | 65 | 94 | 116 | 108 | 0 | 0 | 0 | - | - | 121 | 0 | 152 | 162 | 0 | 0 | 477.9489 | 15 | 35 | 65 | 95 | 117 | 109 | 0 | 0 | 0 | - | - | 122 | 0 | 153 | 162 | 0 | 0 | 356.5375 | 56.7592 | 0 | 16.5474 | 21.9128 | 0.79354 | 0 | 96.0129 | 57.6688 | 0 | 25.5474 | 22.5356 | 0.72673 | 0 | 106.4784
| 22 | 34 |  |  |  |  | 1 | 4 | 3 | 2 | 2 | 4322 | 4 | 0 | 2 | 0 | 2 | o | 21 | 1 | 1 | 17 | 37 | 67 | 94 | 116 | 108 | 169 | 167 | 0 | - | - | 121 | 0 | 152 | 162 | 185 | 184 | 571.9739 | 17 | 37 | 67 | 95 | 117 | 109 | 170 | 168 | 0 | - | - | 122 | 0 | 153 | 162 | 186 | 184 | 432.7981 | 34.3634 | 0 | 10.3744 | 21.9128 | 9.3048 | -29.3911 | 46.5643 | 38.524 | 0 | 16.4565 | 22.5356 | 8.9783 | -18.5631 | 67.9312
| 23 | 34 |  |  |  |  | 1 | 4 | 3 | 2 | 2 | 4322 | 8 | 0 | 1 | 0 | 2 | o | 23 | 1 | 1 | 17 | 37 | 67 | 94 | 116 | 108 | 169 | 167 | 0 | - | - | 133 | 0 | 148 | 162 | 185 | 184 | 511.2327 | 17 | 37 | 67 | 95 | 117 | 109 | 170 | 168 | 0 | - | - | 134 | 0 | 149 | 162 | 186 | 184 | 348.9634 | 17.3681 | 0 | 5.5254 | 21.9128 | 9.3048 | -29.3911 | 24.72 | 19.4062 | 0 | 8.7355 | 22.5356 | 8.9783 | -18.5631 | 41.0924
| 24 | 32 |  |  |  |  | 0 | 4 | 3 | 2 | 1 | 4321 | 10 | 0 | 1 | 0 | 2 | o | 25 | 1 | 0 | 17 | 37 | 67 | 94 | 116 | 108 | 0 | 0 | 0 | - | - | 189 | 0 | 148 | 162 | 185 | 0 | 449.0217 | 17 | 37 | 67 | 95 | 117 | 109 | 0 | 0 | 0 | - | - | 190 | 0 | 149 | 162 | 186 | 0 | 303.1665 | 25.2802 | 0 | 5.4754 | 21.9128 | 0.77739 | 0 | 53.4458 | 26.9491 | 0 | 8.6854 | 22.5356 | 0.71983 | 0 | 58.8899
| 25 | 22 |  |  |  |  | 1 | 3 | 2 | 2 | 2 | 3222 | 4 | 0 | 2 | 0 | 2 | o | 21 | 1 | 1 | 15 | 35 | 65 | 92 | 116 | 108 | 169 | 167 | 0 | - | - | 121 | 0 | 152 | 162 | 185 | 184 | 531.4837 | 15 | 35 | 65 | 93 | 117 | 109 | 170 | 168 | 0 | - | - | 122 | 0 | 153 | 162 | 186 | 184 | 410.6808 | 41.9606 | 0 | 10.3744 | 21.9128 | 9.3348 | -29.3911 | 54.1915 | 43.1956 | 0 | 16.4565 | 22.5356 | 8.9911 | -18.5631 | 72.6156
| 26 | 32 |  |  |  |  | 0 | 4 | 3 | 2 | 1 | 4321 | 8 | 0 | 1 | 0 | 2 | o | 23 | 1 | 1 | 17 | 37 | 67 | 94 | 116 | 108 | 0 | 0 | 0 | - | - | 133 | 0 | 148 | 162 | 185 | 184 | 499.4727 | 17 | 37 | 67 | 95 | 117 | 109 | 0 | 0 | 0 | - | - | 134 | 0 | 149 | 162 | 186 | 184 | 335.728 | 24.8146 | 0 | 5.3746 | 21.9128 | 0.77739 | -29.3911 | 23.4883 | 26.2107 | 0 | 8.4474 | 22.5356 | 0.71983 | -18.5631 | 39.3504
| 27 | [20 empty] | #N/A | #N/A | #N/A | #N/A | #N/A | #N/A | 0 | 0 | 0 | - | - | 0 | 0 | 0 | FALSE | 0 | 0 | #N/A | #N/A | #N/A | #N/A | #N/A | #N/A | #N/A | 0 | 0 | 0 | - | - | 0 | 0 | 0 | FALSE | 0 | 0 | #N/A | FALSE | #N/A | FALSE | #N/A | #N/A | 0 | #N/A | FALSE | #N/A | FALSE | #N/A | #N/A | 0 | #N/A
[58 empty] | Energy use[kWh/m2y] - SFH | [6 empty] | Energy use[kWh/m2y] - AB
| Nº | Variant E+ | e | w | c | L | HR | E | W | C | HR |  | HE | CO | HE-E | CO-E | C | L | DHW | RES-ST | RES-PV | R | W | B | Win | NC | SS | HR I | HR II | L | Performance | HE Code | HE | CO | E | Control | DHW-ST | PV | Total SFH | Roof | Walls | Basement | Windows | NC | SS | Heat Recovery - grilles and ducts | Heat Recovery - unit | L |  |  | Heating Generation | CO | Emission | Control | Thermal Solar | PV | Total AB | H | C | DHW | L | AUX | RES-E | - | H | C | DHW | L | AUX | RES-E | -
2020 | 1 | 1 | - | o | o | o | 0 | 1 | 1 | 1 | 1 | 1111 | 2 | 0 | 2 | 0 | 1 | o | 14 | 0 | 0 | 37.4707 | 23.8687 |  | 18.8777 |  | 23.3478 |  |  |  | 0 | 98 | 29.2026 |  | 107.2 | 8.5714 |  |  | 34795.4613 | 18.132 | 7.8465 |  | 17.389 |  | 21.5065 |  |  |  | 0 | 101 | 11.4402 |  | 107.2 | 1.2121 |  |  | 182879.0008 | 263.7302 | 0 | 19.65 | 11.3538 | 0.75055 | 0 | - | 221.8409 | 0 | 30.3375 | 11.6765 | 0.60937 | 0 | -
| 2 | 10 | o | o+ | + | o | 0 | 2 | 2 | 2 | 1 | 2221 | 4 | 0 | 2 | 0 | 1 | o | 15 | 0 | 0 | 7.7844 | 88.0657 | 15.3066 | 80.9436 | 56.554 | 57.7389 |  |  |  | 2 | 100 | 20.6564 |  | 107.2 | 8.5714 |  |  | 61994.9292 | 3.7669 | 28.9502 | 7.4068 | 74.5602 | 46.8846 | 53.1855 |  |  |  | 2 | 103 | 13.6821 |  | 107.2 | 1.2121 |  |  | 333479.9259 | 78.8149 | 0 | 16.5474 | 11.3538 | 0.43244 | 0 | - | 75.1956 | 0 | 25.5474 | 11.6765 | 0.38687 | 0 | -
| 3 | 10 | o | o+ | + | o | 0 | 2 | 2 | 2 | 1 | 2221 | 9 | 0 | 2 | 0 | 1 | o | 18 | 0 | 0 | 7.7844 | 88.0657 | 15.3066 | 80.9436 | 56.554 | 57.7389 |  |  |  | 2 | 100 |  |  | 107.2 | 8.5714 |  |  | 59103.0366 | 3.7669 | 28.9502 | 7.4068 | 74.5602 | 46.8846 | 53.1855 |  |  |  | 2 | 103 |  |  | 107.2 | 1.2121 |  |  | 319934.6483 | 74.8742 | 0 | 15.72 | 11.3538 | 0.43244 | 0 | - | 71.4358 | 0 | 24.27 | 11.6765 | 0.38687 | 0 | -
| 4 | 24 | o+ | + | + | o | 0 | 3 | 3 | 2 | 1 | 3321 | 8 | 13 | 1 | 1 | 2 | o | 17 | 0 | 0 | 15.8107 | 101.9524 | 19.6903 | 91.6446 | 56.554 | 57.7389 |  |  |  | 2 | 100 | 67.1152 |  |  | 6.7017 |  |  | 58409.0768 | 7.6508 | 33.5152 | 9.5281 | 84.4173 | 46.8846 | 53.1855 |  |  |  | 2 | 103 | 37.0473 |  |  | 0.47385 |  |  | 269975.6643 | 14.4271 | 0.59016 | 4.4322 | 11.3538 | 0.41116 | 0 | - | 14.5186 | 0.19118 | 6.7775 | 11.6765 | 0.37655 | 0 | -
| 5 | 32 | + | + | + | o | 0 | 4 | 3 | 2 | 1 | 4321 | 8 | 13 | 1 | 1 | 2 | o | 17 | 0 | 0 | 23.837 | 115.8391 | 27.5664 | 91.6446 | 56.554 | 57.7389 |  |  |  | 2 | 100 | 67.1152 |  |  | 6.7017 |  |  | 62579.5575 | 11.5347 | 38.0803 | 13.3393 | 84.4173 | 46.8846 | 53.1855 |  |  |  | 2 | 103 | 37.0473 |  |  | 0.47385 |  |  | 282113.2599 | 12.8573 | 0.61512 | 4.4417 | 11.3538 | 0.40279 | 0 | - | 13.5807 | 0.19213 | 6.7948 | 11.6765 | 0.37297 | 0 | -
| 6 | 26 | o+ | + | + | o | 1 | 3 | 3 | 2 | 2 | 3322 | 8 | 13 | 1 | 1 | 2 | o | 17 | 0 | 0 | 15.8107 | 101.9524 | 19.6903 | 91.6446 | 56.554 | 57.7389 |  | 11.76 |  | 2 | 100 | 67.1152 |  |  | 6.7017 |  |  | 60055.4768 | 7.6508 | 33.5152 | 9.5281 | 84.4173 | 46.8846 | 53.1855 |  | 13.2353 |  | 2 | 103 | 37.0473 |  |  | 0.47385 |  |  | 283078.6563 | 10.2624 | 0.58711 | 4.5422 | 11.3538 | 4.8299 | 0 | - | 10.7556 | 0.17071 | 6.9795 | 11.6765 | 4.6555 | 0 | -
| 7 | 34 | + | + | + | o | 1 | 4 | 3 | 2 | 2 | 4322 | 8 | 13 | 1 | 1 | 2 | o | 17 | 0 | 0 | 23.837 | 115.8391 | 27.5664 | 91.6446 | 56.554 | 57.7389 |  | 11.76 |  | 2 | 100 | 67.1152 |  |  | 6.7017 |  |  | 64225.9575 | 11.5347 | 38.0803 | 13.3393 | 84.4173 | 46.8846 | 53.1855 |  | 13.2353 |  | 2 | 103 | 37.0473 |  |  | 0.47385 |  |  | 295216.2519 | 8.999 | 0.61322 | 4.5664 | 11.3538 | 4.8212 | 0 | - | 10.055 | 0.17169 | 7.0265 | 11.6765 | 4.6519 | 0 | -
| 8 | 10 | o | o+ | + | o | 0 | 2 | 2 | 2 | 1 | 2221 | 4 | 0 | 2 | 0 | 1 | o | 21 | 1 | 0 | 7.7844 | 88.0657 | 15.3066 | 80.9436 | 56.554 | 57.7389 |  |  |  | 2 | 100 | 20.6564 |  | 107.2 | 8.5714 | 26.3314 |  | 65681.3292 | 3.7669 | 28.9502 | 7.4068 | 74.5602 | 46.8846 | 53.1855 |  |  |  | 2 | 103 | 13.6821 |  | 107.2 | 1.2121 | 34.4975 |  | 367632.4463 | 78.8149 | 0 | 10.3744 | 11.3538 | 0.43244 | 0 | - | 75.1956 | 0 | 16.4565 | 11.6765 | 0.38687 | 0 | -
| 9 | 10 | o | o+ | + | o | 0 | 2 | 2 | 2 | 1 | 2221 | 9 | 0 | 2 | 0 | 1 | o | 24 | 1 | 0 | 7.7844 | 88.0657 | 15.3066 | 80.9436 | 56.554 | 57.7389 |  |  |  | 2 | 100 |  |  | 107.2 | 8.5714 | 26.3314 |  | 62789.4366 | 3.7669 | 28.9502 | 7.4068 | 74.5602 | 46.8846 | 53.1855 |  |  |  | 2 | 103 |  |  | 107.2 | 1.2121 | 34.4975 |  | 354087.1686 | 74.8742 | 0 | 9.8557 | 11.3538 | 0.43244 | 0 | - | 71.4358 | 0 | 15.6336 | 11.6765 | 0.38687 | 0 | -
| 10 | 24 | o+ | + | + | o | 0 | 3 | 3 | 2 | 1 | 3321 | 8 | 13 | 1 | 1 | 2 | o | 23 | 1 | 0 | 15.8107 | 101.9524 | 19.6903 | 91.6446 | 56.554 | 57.7389 |  |  |  | 2 | 100 | 67.1152 |  |  | 6.7017 | 26.3314 |  | 62095.4768 | 7.6508 | 33.5152 | 9.5281 | 84.4173 | 46.8846 | 53.1855 |  |  |  | 2 | 103 | 37.0473 |  |  | 0.47385 | 34.4975 |  | 304128.1846 | 14.4271 | 0.59016 | 2.7788 | 11.3538 | 0.41116 | 0 | - | 14.5186 | 0.19118 | 4.3658 | 11.6765 | 0.37655 | 0 | -
| 11 | 32 | + | + | + | o | 0 | 4 | 3 | 2 | 1 | 4321 | 8 | 13 | 1 | 1 | 2 | o | 23 | 1 | 0 | 23.837 | 115.8391 | 27.5664 | 91.6446 | 56.554 | 57.7389 |  |  |  | 2 | 100 | 67.1152 |  |  | 6.7017 | 26.3314 |  | 66265.9575 | 11.5347 | 38.0803 | 13.3393 | 84.4173 | 46.8846 | 53.1855 |  |  |  | 2 | 103 | 37.0473 |  |  | 0.47385 | 34.4975 |  | 316265.7803 | 12.8573 | 0.61512 | 2.7847 | 11.3538 | 0.40279 | 0 | - | 13.5807 | 0.19213 | 4.3769 | 11.6765 | 0.37297 | 0 | -
| 12 | 26 | o+ | + | + | o | 1 | 3 | 3 | 2 | 2 | 3322 | 8 | 13 | 1 | 1 | 2 | o | 23 | 1 | 0 | 15.8107 | 101.9524 | 19.6903 | 91.6446 | 56.554 | 57.7389 |  | 11.76 |  | 2 | 100 | 67.1152 |  |  | 6.7017 | 26.3314 |  | 63741.8768 | 7.6508 | 33.5152 | 9.5281 | 84.4173 | 46.8846 | 53.1855 |  | 13.2353 |  | 2 | 103 | 37.0473 |  |  | 0.47385 | 34.4975 |  | 317231.1766 | 10.2624 | 0.58711 | 2.8478 | 11.3538 | 4.8299 | 0 | - | 10.7556 | 0.17071 | 4.4959 | 11.6765 | 4.6555 | 0 | -
| 13 | 34 | + | + | + | o | 1 | 4 | 3 | 2 | 2 | 4322 | 8 | 13 | 1 | 1 | 2 | o | 23 | 1 | 0 | 23.837 | 115.8391 | 27.5664 | 91.6446 | 56.554 | 57.7389 |  | 11.76 |  | 2 | 100 | 67.1152 |  |  | 6.7017 | 26.3314 |  | 67912.3575 | 11.5347 | 38.0803 | 13.3393 | 84.4173 | 46.8846 | 53.1855 |  | 13.2353 |  | 2 | 103 | 37.0473 |  |  | 0.47385 | 34.4975 |  | 329368.7723 | 8.999 | 0.61322 | 2.8629 | 11.3538 | 4.8212 | 0 | - | 10.055 | 0.17169 | 4.5262 | 11.6765 | 4.6519 | 0 | -
| 14 | 10 | o | o+ | + | o | 0 | 2 | 2 | 2 | 1 | 2221 | 4 | 0 | 2 | 0 | 1 | o | 21 | 1 | 1 | 7.7844 | 88.0657 | 15.3066 | 80.9436 | 56.554 | 57.7389 |  |  |  | 2 | 100 | 20.6564 |  | 107.2 | 8.5714 | 26.3314 | 26.1444 | 69341.5454 | 3.7669 | 28.9502 | 7.4068 | 74.5602 | 46.8846 | 53.1855 |  |  |  | 2 | 103 | 13.6821 |  | 107.2 | 1.2121 | 34.4975 | 16.2676 | 383737.3975 | 78.8149 | 0 | 10.3744 | 11.3538 | 0.43244 | -15.2286 | - | 75.1956 | 0 | 16.4565 | 11.6765 | 0.38687 | -9.6182 | -
| 15 | 10 | o | o+ | + | o | 0 | 2 | 2 | 2 | 1 | 2221 | 9 | 0 | 2 | 0 | 1 | o | 24 | 1 | 1 | 7.7844 | 88.0657 | 15.3066 | 80.9436 | 56.554 | 57.7389 |  |  |  | 2 | 100 |  |  | 107.2 | 8.5714 | 26.3314 | 26.1444 | 66449.6528 | 3.7669 | 28.9502 | 7.4068 | 74.5602 | 46.8846 | 53.1855 |  |  |  | 2 | 103 |  |  | 107.2 | 1.2121 | 34.4975 | 16.2676 | 370192.1199 | 74.8742 | 0 | 9.8557 | 11.3538 | 0.43244 | -15.2286 | - | 71.4358 | 0 | 15.6336 | 11.6765 | 0.38687 | -9.6182 | -
| 16 | 24 | o+ | + | + | o | 0 | 3 | 3 | 2 | 1 | 3321 | 8 | 13 | 1 | 1 | 2 | o | 23 | 1 | 1 | 15.8107 | 101.9524 | 19.6903 | 91.6446 | 56.554 | 57.7389 |  |  |  | 2 | 100 | 67.1152 |  |  | 6.7017 | 26.3314 | 26.1444 | 65755.693 | 7.6508 | 33.5152 | 9.5281 | 84.4173 | 46.8846 | 53.1855 |  |  |  | 2 | 103 | 37.0473 |  |  | 0.47385 | 34.4975 | 16.2676 | 320233.1359 | 14.4271 | 0.59016 | 2.7788 | 11.3538 | 0.41116 | -15.2286 | - | 14.5186 | 0.19118 | 4.3658 | 11.6765 | 0.37655 | -9.6182 | -
| 17 | 32 | + | + | + | o | 0 | 4 | 3 | 2 | 1 | 4321 | 8 | 13 | 1 | 1 | 2 | o | 23 | 1 | 1 | 23.837 | 115.8391 | 27.5664 | 91.6446 | 56.554 | 57.7389 |  |  |  | 2 | 100 | 67.1152 |  |  | 6.7017 | 26.3314 | 26.1444 | 69926.1737 | 11.5347 | 38.0803 | 13.3393 | 84.4173 | 46.8846 | 53.1855 |  |  |  | 2 | 103 | 37.0473 |  |  | 0.47385 | 34.4975 | 16.2676 | 332370.7315 | 12.8573 | 0.61512 | 2.7847 | 11.3538 | 0.40279 | -15.2286 | - | 13.5807 | 0.19213 | 4.3769 | 11.6765 | 0.37297 | -9.6182 | -
| 18 | 26 | o+ | + | + | o | 1 | 3 | 3 | 2 | 2 | 3322 | 8 | 13 | 1 | 1 | 2 | o | 23 | 1 | 1 | 15.8107 | 101.9524 | 19.6903 | 91.6446 | 56.554 | 57.7389 |  | 11.76 |  | 2 | 100 | 67.1152 |  |  | 6.7017 | 26.3314 | 26.1444 | 67402.093 | 7.6508 | 33.5152 | 9.5281 | 84.4173 | 46.8846 | 53.1855 |  | 13.2353 |  | 2 | 103 | 37.0473 |  |  | 0.47385 | 34.4975 | 16.2676 | 333336.1279 | 10.2624 | 0.58711 | 2.8478 | 11.3538 | 4.8299 | -15.2286 | - | 10.7556 | 0.17071 | 4.4959 | 11.6765 | 4.6555 | -9.6182 | -
| 19 | 34 | + | + | + | o | 1 | 4 | 3 | 2 | 2 | 4322 | 8 | 13 | 1 | 1 | 2 | o | 23 | 1 | 1 | 23.837 | 115.8391 | 27.5664 | 91.6446 | 56.554 | 57.7389 |  | 11.76 |  | 2 | 100 | 67.1152 |  |  | 6.7017 | 26.3314 | 26.1444 | 71572.5737 | 11.5347 | 38.0803 | 13.3393 | 84.4173 | 46.8846 | 53.1855 |  | 13.2353 |  | 2 | 103 | 37.0473 |  |  | 0.47385 | 34.4975 | 16.2676 | 345473.7235 | 8.999 | 0.61322 | 2.8629 | 11.3538 | 4.8212 | -15.2286 | - | 10.055 | 0.17169 | 4.5262 | 11.6765 | 4.6519 | -9.6182 | -
| 20 | 22 |  |  |  |  | 1 | 3 | 2 | 2 | 2 | 3222 | 9 | 0 | 2 | 0 | 2 | o | 24 | 1 | 1 | 15.8107 | 101.9524 | 19.6903 | 80.9436 | 56.554 | 57.7389 |  | 11.76 |  | 2 | 100 |  |  | 107.2 | 6.7017 | 26.3314 | 26.1444 | 71515.8254 | 7.6508 | 33.5152 | 9.5281 | 74.5602 | 46.8846 | 53.1855 |  | 13.2353 |  | 2 | 103 |  |  | 107.2 | 0.47385 | 34.4975 | 16.2676 | 393028.7423 | 39.8626 | 0 | 9.8557 | 11.3538 | 4.8367 | -15.2286 | - | 41.0358 | 0 | 15.6336 | 11.6765 | 4.6586 | -9.6182 | -
| 21 | 24 |  |  |  |  | 0 | 3 | 3 | 2 | 1 | 3321 | 4 | 0 | 2 | 0 | 2 | o | 15 | 0 | 0 | 15.8107 | 101.9524 | 19.6903 | 91.6446 | 56.554 | 57.7389 |  |  |  | 2 | 100 | 20.6564 |  | 107.2 | 6.7017 |  |  | 66912.8437 | 7.6508 | 33.5152 | 9.5281 | 84.4173 | 46.8846 | 53.1855 |  |  |  | 2 | 103 | 13.6821 |  | 107.2 | 0.47385 |  |  | 352972.0953 | 56.7592 | 0 | 16.5474 | 11.3538 | 0.41116 | 0 | - | 57.6688 | 0 | 25.5474 | 11.6765 | 0.37655 | 0 | -
| 22 | 34 |  |  |  |  | 1 | 4 | 3 | 2 | 2 | 4322 | 4 | 0 | 2 | 0 | 2 | o | 21 | 1 | 1 | 23.837 | 115.8391 | 27.5664 | 91.6446 | 56.554 | 57.7389 |  | 11.76 |  | 2 | 100 | 20.6564 |  | 107.2 | 6.7017 | 26.3314 | 26.1444 | 80076.3406 | 11.5347 | 38.0803 | 13.3393 | 84.4173 | 46.8846 | 53.1855 |  | 13.2353 |  | 2 | 103 | 13.6821 |  | 107.2 | 0.47385 | 34.4975 | 16.2676 | 428470.1545 | 34.3634 | 0 | 10.3744 | 11.3538 | 4.8212 | -15.2286 | - | 38.524 | 0 | 16.4565 | 11.6765 | 4.6519 | -9.6182 | -
| 23 | 34 |  |  |  |  | 1 | 4 | 3 | 2 | 2 | 4322 | 8 | 0 | 1 | 0 | 2 | o | 23 | 1 | 1 | 23.837 | 115.8391 | 27.5664 | 91.6446 | 56.554 | 57.7389 |  | 11.76 |  | 2 | 100 | 67.1152 |  |  | 6.7017 | 26.3314 | 26.1444 | 71572.5737 | 11.5347 | 38.0803 | 13.3393 | 84.4173 | 46.8846 | 53.1855 |  | 13.2353 |  | 2 | 103 | 37.0473 |  |  | 0.47385 | 34.4975 | 16.2676 | 345473.7235 | 8.999 | 0 | 2.8629 | 11.3538 | 4.8212 | -15.2286 | - | 10.055 | 0 | 4.5262 | 11.6765 | 4.6519 | -9.6182 | -
| 24 | 32 |  |  |  |  | 0 | 4 | 3 | 2 | 1 | 4321 | 10 | 0 | 1 | 0 | 2 | o | 25 | 1 | 0 | 23.837 | 115.8391 | 27.5664 | 91.6446 | 56.554 | 57.7389 |  |  |  | 2 | 100 | 42.8086 |  |  | 6.7017 | 26.3314 |  | 62863.0394 | 11.5347 | 38.0803 | 13.3393 | 84.4173 | 46.8846 | 53.1855 |  |  |  | 2 | 103 | 20.7534 |  |  | 0.47385 | 34.4975 |  | 300134.8197 | 50.5603 | 0 | 10.9508 | 11.3538 | 0.40279 | 0 | - | 53.8983 | 0 | 17.3707 | 11.6765 | 0.37297 | 0 | -
| 25 | 22 |  |  |  |  | 1 | 3 | 2 | 2 | 2 | 3222 | 4 | 0 | 2 | 0 | 2 | o | 21 | 1 | 1 | 15.8107 | 101.9524 | 19.6903 | 80.9436 | 56.554 | 57.7389 |  | 11.76 |  | 2 | 100 | 20.6564 |  | 107.2 | 6.7017 | 26.3314 | 26.1444 | 74407.718 | 7.6508 | 33.5152 | 9.5281 | 74.5602 | 46.8846 | 53.1855 |  | 13.2353 |  | 2 | 103 | 13.6821 |  | 107.2 | 0.47385 | 34.4975 | 16.2676 | 406574.0199 | 41.9606 | 0 | 10.3744 | 11.3538 | 4.8367 | -15.2286 | - | 43.1956 | 0 | 16.4565 | 11.6765 | 4.6586 | -9.6182 | -
| 26 | 32 |  |  |  |  | 0 | 4 | 3 | 2 | 1 | 4321 | 8 | 0 | 1 | 0 | 2 | o | 23 | 1 | 1 | 23.837 | 115.8391 | 27.5664 | 91.6446 | 56.554 | 57.7389 |  |  |  | 2 | 100 | 67.1152 |  |  | 6.7017 | 26.3314 | 26.1444 | 69926.1737 | 11.5347 | 38.0803 | 13.3393 | 84.4173 | 46.8846 | 53.1855 |  |  |  | 2 | 103 | 37.0473 |  |  | 0.47385 | 34.4975 | 16.2676 | 332370.7315 | 12.8573 | 0 | 2.7847 | 11.3538 | 0.40279 | -15.2286 | - | 13.5807 | 0 | 4.3769 | 11.6765 | 0.37297 | -9.6182 | -
| 27 | [20 empty] | #N/A | #N/A | #N/A | #N/A | #N/A | #N/A |  |  |  | #N/A | #N/A |  |  |  | #N/A |  |  | #N/A | #N/A | #N/A | #N/A | #N/A | #N/A | #N/A |  |  |  | #N/A | #N/A |  |  |  | #N/A |  |  | #N/A | #N/A | #N/A | #N/A | #N/A | #N/A | 0 | - | #N/A | #N/A | #N/A | #N/A | #N/A | 0 | -

## IT_Milan
| CLIMATE ZONE | [20 empty] | IT_Milan
| Energy efficiency measure or package of measures - RESIDENTIAL | [20 empty] | INVESTMENT COST [€/m2] | [35 empty] | (NET) PRIMARY ENERGY [kWh/m2]
Year | Nº |  | Code variant | [18 empty] | Codes Cost database(*) | [16 empty] | SFH | Codes Cost database | [16 empty] | AB | [6 empty] | SFH | [6 empty] | AB
|  | Variant E+ | e | w | c | L | HR | E | W | C | HR |  | HE | CO | HE-E | CO-E | C | L | DHW | RES-ST | RES-PV | R | W | B | Win | NC | SS | HR I | HR II | L | - | - | HE | CO | E | Control | DHW-ST | PV | 140 | R | W | B | Win | NC | SS | HR I | HR II | L | - | - | HE | CO | E | Control | DHW-ST | PV | 990 | H | C | DHW | L | AUX | RES-E | 140 | H | C | DHW | L | AUX | RES-E | 990
2010 | 1 | 1 | - | o | o | o | 0 | 1 | 1 | 1 | 1 | 1111 | 2 | 0 | 2 | 0 | 1 | o | 14 | 0 | 0 | 1 | 23 | 0 | 80 | 0 | 102 | 0 | 0 | 0 | - | - | 145 | 0 | 152 | 160 | 0 | 0 | 202.5561 | 1 | 23 | 0 | 81 | 0 | 103 | 0 | 0 | 0 | - | - | 146 | 0 | 153 | 160 | 0 | 0 | 104.5894 | 251.5166 | 0 | 18.8625 | 23.7294 | 1.902 | 0 | 296.0105 | 166.8677 | 0 | 29.125 | 24.4038 | 1.2491 | 0 | 221.6456
| 2 | 14 | o | + | + | o | 0 | 2 | 3 | 2 | 1 | 2321 | 9 | 0 | 2 | 0 | 2 | o | 18 | 0 | 0 | 13 | 33 | 63 | 90 | 116 | 108 | 0 | 0 | 0 | - | - | 136 | 0 | 152 | 162 | 0 | 0 | 413.4218 | 13 | 33 | 63 | 91 | 117 | 109 | 0 | 0 | 0 | - | - | 138 | 0 | 153 | 162 | 0 | 0 | 191.7808 | 67.4768 | 0 | 18.108 | 23.7294 | 0.9373 | 0 | 110.2515 | 51.4633 | 0 | 27.96 | 24.4038 | 0.85161 | 0 | 104.6787
| 3 | 24 | o+ | + | + | o | 0 | 3 | 3 | 2 | 1 | 3321 | 9 | 0 | 2 | 0 | 2 | o | 18 | 0 | 0 | 15 | 35 | 65 | 90 | 116 | 108 | 0 | 0 | 0 | - | - | 136 | 0 | 152 | 162 | 0 | 0 | 434.4287 | 15 | 35 | 65 | 91 | 117 | 109 | 0 | 0 | 0 | - | - | 138 | 0 | 153 | 162 | 0 | 0 | 201.2011 | 57.5486 | 0 | 18.108 | 23.7294 | 0.90839 | 0 | 100.2945 | 45.8257 | 0 | 27.96 | 24.4038 | 0.83824 | 0 | 99.0278
| 4 | 32 | + | + | + | o | 0 | 4 | 3 | 2 | 1 | 4321 | 9 | 0 | 2 | 0 | 2 | o | 18 | 0 | 0 | 17 | 37 | 67 | 90 | 116 | 108 | 0 | 0 | 0 | - | - | 136 | 0 | 152 | 162 | 0 | 0 | 461.464 | 17 | 37 | 67 | 91 | 117 | 109 | 0 | 0 | 0 | - | - | 138 | 0 | 153 | 162 | 0 | 0 | 213.5384 | 51.1946 | 0 | 18.108 | 23.7294 | 0.88977 | 0 | 93.9218 | 42.2584 | 0 | 27.96 | 24.4038 | 0.83079 | 0 | 95.453
| 5 | 26 | o+ | + | + | o | 1 | 3 | 3 | 2 | 2 | 3322 | 6 | 0 | 1 | 0 | 2 | o | 15 | 0 | 0 | 15 | 35 | 65 | 90 | 116 | 108 | 169 | 167 | 0 | - | - | 121 | 0 | 148 | 162 | 0 | 0 | 637.3721 | 15 | 35 | 65 | 91 | 117 | 109 | 170 | 168 | 0 | - | - | 122 | 0 | 149 | 162 | 0 | 0 | 403.9913 | 32.8495 | 0 | 15.8842 | 23.7294 | 10.2398 | 0 | 82.7029 | 23.964 | 0 | 24.5263 | 24.4038 | 10.3731 | 0 | 83.2672
| 6 | 34 | + | + | + | o | 1 | 4 | 3 | 2 | 2 | 4322 | 6 | 0 | 1 | 0 | 2 | o | 15 | 0 | 0 | 17 | 37 | 67 | 90 | 116 | 108 | 169 | 167 | 0 | - | - | 121 | 0 | 148 | 162 | 0 | 0 | 664.4074 | 17 | 37 | 67 | 91 | 117 | 109 | 170 | 168 | 0 | - | - | 122 | 0 | 149 | 162 | 0 | 0 | 416.3286 | 28.6873 | 0 | 15.8842 | 23.7294 | 10.2204 | 0 | 78.5213 | 21.7962 | 0 | 24.5263 | 24.4038 | 10.3651 | 0 | 81.0914
| 7 | 14 | o | + | + | o | 0 | 2 | 3 | 2 | 1 | 2321 | 8 | 13 | 1 | 1 | 2 | o | 17 | 0 | 0 | 13 | 33 | 63 | 90 | 116 | 108 | 0 | 0 | 0 | - | - | 133 | 0 | 148 | 162 | 0 | 0 | 659.3236 | 13 | 33 | 63 | 91 | 117 | 109 | 0 | 0 | 0 | - | - | 134 | 0 | 149 | 162 | 0 | 0 | 426.2373 | 31.7735 | 4.5366 | 8.9851 | 23.7294 | 0.9373 | 0 | 69.962 | 23.6509 | 1.896 | 13.5404 | 24.4038 | 0.85161 | 0 | 64.3428
| 8 | 24 | o+ | + | + | o | 0 | 3 | 3 | 2 | 1 | 3321 | 8 | 13 | 1 | 1 | 2 | o | 17 | 0 | 0 | 15 | 35 | 65 | 90 | 116 | 108 | 0 | 0 | 0 | - | - | 133 | 0 | 148 | 162 | 0 | 0 | 680.3305 | 15 | 35 | 65 | 91 | 117 | 109 | 0 | 0 | 0 | - | - | 134 | 0 | 149 | 162 | 0 | 0 | 435.6576 | 27.2445 | 4.8003 | 9.0335 | 23.7294 | 0.90839 | 0 | 65.7161 | 21.045 | 1.8512 | 13.5307 | 24.4038 | 0.83824 | 0 | 61.6689
| 9 | 32 | + | + | + | o | 0 | 4 | 3 | 2 | 1 | 4321 | 8 | 13 | 1 | 1 | 2 | o | 17 | 0 | 0 | 17 | 37 | 67 | 90 | 116 | 108 | 0 | 0 | 0 | - | - | 133 | 0 | 148 | 162 | 0 | 0 | 707.3657 | 17 | 37 | 67 | 91 | 117 | 109 | 0 | 0 | 0 | - | - | 134 | 0 | 149 | 162 | 0 | 0 | 447.9949 | 24.2962 | 4.894 | 9.0558 | 23.7294 | 0.88977 | 0 | 62.8652 | 19.3993 | 1.7965 | 13.5255 | 24.4038 | 0.83079 | 0 | 59.9558
| 10 | 26 | o+ | + | + | o | 1 | 3 | 3 | 2 | 2 | 3322 | 8 | 13 | 1 | 1 | 2 | o | 17 | 0 | 0 | 15 | 35 | 65 | 90 | 116 | 108 | 169 | 167 | 0 | - | - | 133 | 0 | 148 | 162 | 0 | 0 | 706.8514 | 15 | 35 | 65 | 91 | 117 | 109 | 170 | 168 | 0 | - | - | 134 | 0 | 149 | 162 | 0 | 0 | 459.0637 | 19.7982 | 4.7202 | 9.1865 | 23.7294 | 10.2398 | 0 | 67.6741 | 13.9016 | 1.7688 | 13.6529 | 24.4038 | 10.3731 | 0 | 64.1001
| 11 | 34 | + | + | + | o | 1 | 4 | 3 | 2 | 2 | 4322 | 8 | 13 | 1 | 1 | 2 | o | 17 | 0 | 0 | 17 | 37 | 67 | 90 | 116 | 108 | 169 | 167 | 0 | - | - | 133 | 0 | 148 | 162 | 0 | 0 | 733.8866 | 17 | 37 | 67 | 91 | 117 | 109 | 170 | 168 | 0 | - | - | 134 | 0 | 149 | 162 | 0 | 0 | 471.401 | 17.3864 | 4.8103 | 9.2379 | 23.7294 | 10.2204 | 0 | 65.3845 | 12.642 | 1.7153 | 13.6507 | 24.4038 | 10.3651 | 0 | 62.7769
| 12 | 24 | o+ | + | + | o | 0 | 3 | 3 | 2 | 1 | 3321 | 9 | 0 | 2 | 0 | 2 | o | 24 | 1 | 1 | 15 | 35 | 65 | 90 | 116 | 108 | 0 | 0 | 0 | - | - | 136 | 0 | 152 | 162 | 185 | 184 | 516.6663 | 15 | 35 | 65 | 91 | 117 | 109 | 0 | 0 | 0 | - | - | 138 | 0 | 153 | 162 | 186 | 184 | 263.825 | 57.5486 | 0 | 9.1509 | 23.7294 | 0.90839 | -39.8294 | 51.5079 | 45.8257 | 0 | 14.6376 | 24.4038 | 0.83824 | -25.1349 | 60.5704
| 13 | 32 | + | + | + | o | 0 | 4 | 3 | 2 | 1 | 4321 | 9 | 0 | 2 | 0 | 2 | o | 24 | 1 | 1 | 17 | 37 | 67 | 90 | 116 | 108 | 0 | 0 | 0 | - | - | 136 | 0 | 152 | 162 | 185 | 184 | 543.7015 | 17 | 37 | 67 | 91 | 117 | 109 | 0 | 0 | 0 | - | - | 138 | 0 | 153 | 162 | 186 | 184 | 276.1624 | 51.1946 | 0 | 9.1509 | 23.7294 | 0.88977 | -39.8294 | 45.1352 | 42.2584 | 0 | 14.6376 | 24.4038 | 0.83079 | -25.1349 | 56.9957
| 14 | 26 | o+ | + | + | o | 1 | 3 | 3 | 2 | 2 | 3322 | 6 | 0 | 1 | 0 | 2 | o | 21 | 1 | 1 | 15 | 35 | 65 | 90 | 116 | 108 | 169 | 167 | 0 | - | - | 121 | 0 | 148 | 162 | 185 | 184 | 719.6097 | 15 | 35 | 65 | 91 | 117 | 109 | 170 | 168 | 0 | - | - | 122 | 0 | 149 | 162 | 186 | 184 | 466.6152 | 32.8495 | 0 | 8.0271 | 23.7294 | 10.2398 | -39.8294 | 35.0163 | 23.964 | 0 | 12.84 | 24.4038 | 10.3731 | -25.1349 | 46.446
| 15 | 34 | + | + | + | o | 1 | 4 | 3 | 2 | 2 | 4322 | 6 | 0 | 1 | 0 | 2 | o | 21 | 1 | 1 | 17 | 37 | 67 | 90 | 116 | 108 | 169 | 167 | 0 | - | - | 121 | 0 | 148 | 162 | 185 | 184 | 746.6449 | 17 | 37 | 67 | 91 | 117 | 109 | 170 | 168 | 0 | - | - | 122 | 0 | 149 | 162 | 186 | 184 | 478.9526 | 28.6873 | 0 | 8.0271 | 23.7294 | 10.2204 | -39.8294 | 30.8347 | 21.7962 | 0 | 12.84 | 24.4038 | 10.3651 | -25.1349 | 44.2702
| 16 | 14 | o | + | + | o | 0 | 2 | 3 | 2 | 1 | 2321 | 8 | 13 | 1 | 1 | 2 | o | 23 | 1 | 1 | 13 | 33 | 63 | 90 | 116 | 108 | 0 | 0 | 0 | - | - | 133 | 0 | 148 | 162 | 185 | 184 | 741.5611 | 13 | 33 | 63 | 91 | 117 | 109 | 0 | 0 | 0 | - | - | 134 | 0 | 149 | 162 | 186 | 184 | 488.8613 | 31.7735 | 4.5366 | 4.5406 | 23.7294 | 0.9373 | -39.8294 | 25.688 | 23.6509 | 1.896 | 7.0886 | 24.4038 | 0.85161 | -25.1349 | 32.7561
| 17 | 24 | o+ | + | + | o | 0 | 3 | 3 | 2 | 1 | 3321 | 8 | 13 | 1 | 1 | 2 | o | 23 | 1 | 1 | 15 | 35 | 65 | 90 | 116 | 108 | 0 | 0 | 0 | - | - | 133 | 0 | 148 | 162 | 185 | 184 | 762.568 | 15 | 35 | 65 | 91 | 117 | 109 | 0 | 0 | 0 | - | - | 134 | 0 | 149 | 162 | 186 | 184 | 498.2815 | 27.2445 | 4.8003 | 4.5651 | 23.7294 | 0.90839 | -39.8294 | 21.4183 | 21.045 | 1.8512 | 7.0836 | 24.4038 | 0.83824 | -25.1349 | 30.0869
| 18 | 32 | + | + | + | o | 0 | 4 | 3 | 2 | 1 | 4321 | 8 | 13 | 1 | 1 | 2 | o | 23 | 1 | 1 | 17 | 37 | 67 | 90 | 116 | 108 | 0 | 0 | 0 | - | - | 133 | 0 | 148 | 162 | 185 | 184 | 789.6033 | 17 | 37 | 67 | 91 | 117 | 109 | 0 | 0 | 0 | - | - | 134 | 0 | 149 | 162 | 186 | 184 | 510.6189 | 24.2962 | 4.894 | 4.5763 | 23.7294 | 0.88977 | -39.8294 | 18.5563 | 19.3993 | 1.7965 | 7.0808 | 24.4038 | 0.83079 | -25.1349 | 28.3763
| 19 | 26 | o+ | + | + | o | 1 | 3 | 3 | 2 | 2 | 3322 | 8 | 13 | 1 | 1 | 2 | o | 23 | 1 | 1 | 15 | 35 | 65 | 90 | 116 | 108 | 169 | 167 | 0 | - | - | 133 | 0 | 148 | 162 | 185 | 184 | 789.0889 | 15 | 35 | 65 | 91 | 117 | 109 | 170 | 168 | 0 | - | - | 134 | 0 | 149 | 162 | 186 | 184 | 521.6876 | 19.7982 | 4.7202 | 4.6424 | 23.7294 | 10.2398 | -39.8294 | 23.3006 | 13.9016 | 1.7688 | 7.1475 | 24.4038 | 10.3731 | -25.1349 | 32.4599
| 20 | 34 | + | + | + | o | 1 | 4 | 3 | 2 | 2 | 4322 | 8 | 13 | 1 | 1 | 2 | o | 23 | 1 | 1 | 17 | 37 | 67 | 90 | 116 | 108 | 169 | 167 | 0 | - | - | 133 | 0 | 148 | 162 | 185 | 184 | 816.1241 | 17 | 37 | 67 | 91 | 117 | 109 | 170 | 168 | 0 | - | - | 134 | 0 | 149 | 162 | 186 | 184 | 534.025 | 17.3864 | 4.8103 | 4.6684 | 23.7294 | 10.2204 | -39.8294 | 20.9855 | 12.642 | 1.7153 | 7.1464 | 24.4038 | 10.3651 | -25.1349 | 31.1377
| 21 | 34 |  |  |  |  | 1 | 4 | 3 | 2 | 2 | 4322 | 4 | 0 | 2 | 0 | 2 | o | 15 | 0 | 1 | 17 | 37 | 67 | 90 | 116 | 108 | 169 | 167 | 0 | - | - | 121 | 0 | 152 | 162 | 0 | 184 | 535.1636 | 17 | 37 | 67 | 91 | 117 | 109 | 170 | 168 | 0 | - | - | 122 | 0 | 153 | 162 | 0 | 184 | 280.2553 | 31.5024 | 0 | 15.8842 | 23.7294 | 10.2204 | -39.8294 | 41.507 | 23.9351 | 0 | 24.5263 | 24.4038 | 10.3651 | -25.1349 | 58.0954
| 22 | 34 |  |  |  |  | 1 | 4 | 3 | 2 | 2 | 4322 | 9 | 0 | 2 | 0 | 2 | o | 18 | 0 | 0 | 17 | 37 | 67 | 90 | 116 | 108 | 169 | 167 | 0 | - | - | 136 | 0 | 152 | 162 | 0 | 0 | 487.9848 | 17 | 37 | 67 | 91 | 117 | 109 | 170 | 168 | 0 | - | - | 138 | 0 | 153 | 162 | 0 | 0 | 236.9445 | 35.9128 | 0 | 18.108 | 23.7294 | 10.2204 | 0 | 87.9706 | 27.286 | 0 | 27.96 | 24.4038 | 10.3651 | 0 | 90.0149
| 23 | 34 |  |  |  |  | 1 | 4 | 3 | 2 | 2 | 4322 | 9 | 0 | 2 | 0 | 2 | o | 18 | 0 | 1 | 17 | 37 | 67 | 90 | 116 | 108 | 169 | 167 | 0 | - | - | 136 | 0 | 152 | 162 | 0 | 184 | 552.8062 | 17 | 37 | 67 | 91 | 117 | 109 | 170 | 168 | 0 | - | - | 138 | 0 | 153 | 162 | 0 | 184 | 277.2778 | 35.9128 | 0 | 18.108 | 23.7294 | 10.2204 | -39.8294 | 48.1411 | 27.286 | 0 | 27.96 | 24.4038 | 10.3651 | -25.1349 | 64.88
| 24 | 34 |  |  |  |  | 1 | 4 | 3 | 2 | 2 | 4322 | 8 | 0 | 1 | 0 | 2 | o | 23 | 1 | 1 | 17 | 37 | 67 | 90 | 116 | 108 | 169 | 167 | 0 | - | - | 133 | 0 | 148 | 162 | 185 | 184 | 816.1241 | 17 | 37 | 67 | 91 | 117 | 109 | 170 | 168 | 0 | - | - | 134 | 0 | 149 | 162 | 186 | 184 | 534.025 | 17.3864 | 0 | 4.6684 | 23.7294 | 10.2204 | -39.8294 | 16.1752 | 12.642 | 0 | 7.1464 | 24.4038 | 10.3651 | -25.1349 | 29.4224
| 25 | 24 |  |  |  |  | 0 | 3 | 3 | 2 | 1 | 3321 | 9 | 0 | 2 | 0 | 2 | o | 24 | 1 | 0 | 15 | 35 | 65 | 90 | 116 | 108 | 0 | 0 | 0 | - | - | 136 | 0 | 152 | 162 | 185 | 0 | 451.8449 | 15 | 35 | 65 | 91 | 117 | 109 | 0 | 0 | 0 | - | - | 138 | 0 | 153 | 162 | 186 | 0 | 223.4917 | 57.5486 | 0 | 9.1509 | 23.7294 | 0.90839 | 0 | 91.3373 | 45.8257 | 0 | 14.6376 | 24.4038 | 0.83824 | 0 | 85.7053
| 26 | 14 |  |  |  |  | 0 | 2 | 3 | 2 | 1 | 2321 | 9 | 0 | 2 | 0 | 2 | o | 24 | 1 | 0 | 13 | 33 | 63 | 90 | 116 | 108 | 0 | 0 | 0 | - | - | 136 | 0 | 152 | 162 | 185 | 0 | 430.838 | 13 | 33 | 63 | 91 | 117 | 109 | 0 | 0 | 0 | - | - | 138 | 0 | 153 | 162 | 186 | 0 | 214.0715 | 67.4768 | 0 | 9.1509 | 23.7294 | 0.9373 | 0 | 101.2944 | 51.4633 | 0 | 14.6376 | 24.4038 | 0.85161 | 0 | 91.3563
| 27 | 34 |  |  |  |  | 1 | 4 | 3 | 2 | 2 | 4322 | 8 | 0 | 4 | 0 | 2 | o | 23 | 1 | 1 | 17 | 37 | 67 | 90 | 116 | 108 | 169 | 167 | 0 | - | - | 133 | 0 | 156 | 162 | 185 | 184 | 697.8179 | 17 | 37 | 67 | 91 | 117 | 109 | 170 | 168 | 0 | - | - | 134 | 0 | 157 | 162 | 186 | 184 | 412.4844 | 18.5203 | 0 | 4.6684 | 23.7294 | 10.2204 | -39.8294 | 17.3091 | 13.4665 | 0 | 7.1464 | 24.4038 | 10.3651 | -25.1349 | 30.2469
| 28 | 34 |  |  |  |  | 1 | 4 | 3 | 2 | 2 | 4322 | 8 | 0 | 4 | 0 | 2 | o | 23 | 1 | 1 | 17 | 37 | 67 | 90 | 116 | 108 | 169 | 167 | 0 | - | - | 133 | 0 | 156 | 162 | 185 | 184 | 697.8179 | 17 | 37 | 67 | 91 | 117 | 109 | 170 | 168 | 0 | - | - | 134 | 0 | 157 | 162 | 186 | 184 | 412.4844 | 18.5203 | 0 | 4.6684 | 23.7294 | 10.2204 | -39.8294 | 17.3091 | 13.4665 | 0 | 7.1464 | 24.4038 | 10.3651 | -25.1349 | 30.2469
[58 empty] | Energy use[kWh/m2y] - SFH | [6 empty] | Energy use[kWh/m2y] - AB
| Nº | Variant E+ | e | w | c | L | HR | E | W | C | HR |  | HE | CO | HE-E | CO-E | C | L | DHW | RES-ST | RES-PV | R | W | B | Win | NC | SS | HR I | HR II | L | Performance | HE Code | HE | CO | E | Control | DHW-ST | PV | Total SFH | Roof | Walls | Basement | Windows | NC | SS | Heat Recovery - grilles and ducts | Heat Recovery - unit | L |  |  | Heating Generation | CO | Emission | Control | Thermal Solar | PV | Total AB | H | C | DHW | L | AUX | RES-E | - | H | C | DHW | L | AUX | RES-E | -
2010 | 1 | 1 | - | o | o | o | 0 | 1 | 1 | 1 | 1 | 1111 | 2 | 0 | 2 | 0 | 1 | o | 14 | 0 | 0 | 26.1313 | 57.4575 |  | 26.172 |  | 14.2699 |  |  |  | 0 | 2 | 29.7377 |  | 39.1793 | 9.6085 |  |  | 28357.8605 | 12.6449 | 23.8276 |  | 11.4903 |  | 6.2651 |  |  |  | 0 | 5 | 13.3768 |  | 35.6259 | 1.3588 |  |  | 103543.543 | 251.5166 | 0 | 18.8625 | 11.3538 | 0.91003 | 0 | - | 166.8677 | 0 | 29.125 | 11.6765 | 0.59766 | 0 | -
| 2 | 14 | o | + | + | o | 0 | 2 | 3 | 2 | 1 | 2321 | 9 | 0 | 2 | 0 | 2 | o | 18 | 0 | 0 | 19.7456 | 91.6836 | 28.9767 | 91.0888 | 73.4157 | 33.7054 |  |  |  | 2 | 4 | 31.6957 |  | 39.1793 | 3.931 |  |  | 57879.0583 | 9.5549 | 38.0212 | 14.0218 | 40.3951 | 32.5577 | 14.7973 |  |  |  | 2 | 7 | 6.5289 |  | 35.6259 | 0.27795 |  |  | 189862.9979 | 56.2307 | 0 | 15.09 | 11.3538 | 0.44847 | 0 | - | 42.8861 | 0 | 23.3 | 11.6765 | 0.40747 | 0 | -
| 3 | 24 | o+ | + | + | o | 0 | 3 | 3 | 2 | 1 | 3321 | 9 | 0 | 2 | 0 | 2 | o | 18 | 0 | 0 | 25.7668 | 102.4491 | 33.1971 | 91.0888 | 73.4157 | 33.7054 |  |  |  | 2 | 4 | 31.6957 |  | 39.1793 | 3.931 |  |  | 60820.0217 | 12.4685 | 42.4856 | 16.064 | 40.3951 | 32.5577 | 14.7973 |  |  |  | 2 | 7 | 6.5289 |  | 35.6259 | 0.27795 |  |  | 199189.043 | 47.9572 | 0 | 15.09 | 11.3538 | 0.43464 | 0 | - | 38.1881 | 0 | 23.3 | 11.6765 | 0.40107 | 0 | -
| 4 | 32 | + | + | + | o | 0 | 4 | 3 | 2 | 1 | 4321 | 9 | 0 | 2 | 0 | 2 | o | 18 | 0 | 0 | 37.809 | 113.2145 | 37.4246 | 91.0888 | 73.4157 | 33.7054 |  |  |  | 2 | 4 | 31.6957 |  | 39.1793 | 3.931 |  |  | 64604.955 | 18.2957 | 46.9501 | 18.1097 | 40.3951 | 32.5577 | 14.7973 |  |  |  | 2 | 7 | 6.5289 |  | 35.6259 | 0.27795 |  |  | 211403.0296 | 42.6622 | 0 | 15.09 | 11.3538 | 0.42573 | 0 | - | 35.2153 | 0 | 23.3 | 11.6765 | 0.39751 | 0 | -
| 5 | 26 | o+ | + | + | o | 1 | 3 | 3 | 2 | 2 | 3322 | 6 | 0 | 1 | 0 | 2 | o | 15 | 0 | 0 | 25.7668 | 102.4491 | 33.1971 | 91.0888 | 73.4157 | 33.7054 | 15.6738 | 10.8471 |  | 2 | 4 | 14.0531 |  | 233.2445 | 3.931 |  |  | 89232.0986 | 12.4685 | 42.4856 | 16.064 | 40.3951 | 32.5577 | 14.7973 | 15.6802 | 7.7259 |  | 2 | 7 | 9.5064 |  | 212.0326 | 0.27795 |  |  | 399951.3546 | 32.8495 | 0 | 15.8842 | 11.3538 | 4.8994 | 0 | - | 23.964 | 0 | 24.5263 | 11.6765 | 4.9632 | 0 | -
| 6 | 34 | + | + | + | o | 1 | 4 | 3 | 2 | 2 | 4322 | 6 | 0 | 1 | 0 | 2 | o | 15 | 0 | 0 | 37.809 | 113.2145 | 37.4246 | 91.0888 | 73.4157 | 33.7054 | 15.6738 | 10.8471 |  | 2 | 4 | 14.0531 |  | 233.2445 | 3.931 |  |  | 93017.0319 | 18.2957 | 46.9501 | 18.1097 | 40.3951 | 32.5577 | 14.7973 | 15.6802 | 7.7259 |  | 2 | 7 | 9.5064 |  | 212.0326 | 0.27795 |  |  | 412165.3412 | 28.6873 | 0 | 15.8842 | 11.3538 | 4.8901 | 0 | - | 21.7962 | 0 | 24.5263 | 11.6765 | 4.9594 | 0 | -
| 7 | 14 | o | + | + | o | 0 | 2 | 3 | 2 | 1 | 2321 | 8 | 13 | 1 | 1 | 2 | o | 17 | 0 | 0 | 19.7456 | 91.6836 | 28.9767 | 91.0888 | 73.4157 | 33.7054 |  |  |  | 2 | 4 | 83.5323 |  | 233.2445 | 3.931 |  |  | 92305.3038 | 9.5549 | 38.0212 | 14.0218 | 40.3951 | 32.5577 | 14.7973 |  |  |  | 2 | 7 | 64.5788 |  | 212.0326 | 0.27795 |  |  | 421974.9332 | 15.2026 | 2.1706 | 4.2991 | 11.3538 | 0.44847 | 0 | - | 11.3162 | 0.9072 | 6.4786 | 11.6765 | 0.40747 | 0 | -
| 8 | 24 | o+ | + | + | o | 0 | 3 | 3 | 2 | 1 | 3321 | 8 | 13 | 1 | 1 | 2 | o | 17 | 0 | 0 | 25.7668 | 102.4491 | 33.1971 | 91.0888 | 73.4157 | 33.7054 |  |  |  | 2 | 4 | 83.5323 |  | 233.2445 | 3.931 |  |  | 95246.2672 | 12.4685 | 42.4856 | 16.064 | 40.3951 | 32.5577 | 14.7973 |  |  |  | 2 | 7 | 64.5788 |  | 212.0326 | 0.27795 |  |  | 431300.9783 | 13.0356 | 2.2968 | 4.3223 | 11.3538 | 0.43464 | 0 | - | 10.0694 | 0.88574 | 6.474 | 11.6765 | 0.40107 | 0 | -
| 9 | 32 | + | + | + | o | 0 | 4 | 3 | 2 | 1 | 4321 | 8 | 13 | 1 | 1 | 2 | o | 17 | 0 | 0 | 37.809 | 113.2145 | 37.4246 | 91.0888 | 73.4157 | 33.7054 |  |  |  | 2 | 4 | 83.5323 |  | 233.2445 | 3.931 |  |  | 99031.2005 | 18.2957 | 46.9501 | 18.1097 | 40.3951 | 32.5577 | 14.7973 |  |  |  | 2 | 7 | 64.5788 |  | 212.0326 | 0.27795 |  |  | 443514.9649 | 11.625 | 2.3416 | 4.3329 | 11.3538 | 0.42573 | 0 | - | 9.2819 | 0.85957 | 6.4715 | 11.6765 | 0.39751 | 0 | -
| 10 | 26 | o+ | + | + | o | 1 | 3 | 3 | 2 | 2 | 3322 | 8 | 13 | 1 | 1 | 2 | o | 17 | 0 | 0 | 25.7668 | 102.4491 | 33.1971 | 91.0888 | 73.4157 | 33.7054 | 15.6738 | 10.8471 |  | 2 | 4 | 83.5323 |  | 233.2445 | 3.931 |  |  | 98959.1908 | 12.4685 | 42.4856 | 16.064 | 40.3951 | 32.5577 | 14.7973 | 15.6802 | 7.7259 |  | 2 | 7 | 64.5788 |  | 212.0326 | 0.27795 |  |  | 454473.0198 | 9.4728 | 2.2585 | 4.3955 | 11.3538 | 4.8994 | 0 | - | 6.6515 | 0.8463 | 6.5325 | 11.6765 | 4.9632 | 0 | -
| 11 | 34 | + | + | + | o | 1 | 4 | 3 | 2 | 2 | 4322 | 8 | 13 | 1 | 1 | 2 | o | 17 | 0 | 0 | 37.809 | 113.2145 | 37.4246 | 91.0888 | 73.4157 | 33.7054 | 15.6738 | 10.8471 |  | 2 | 4 | 83.5323 |  | 233.2445 | 3.931 |  |  | 102744.1242 | 18.2957 | 46.9501 | 18.1097 | 40.3951 | 32.5577 | 14.7973 | 15.6802 | 7.7259 |  | 2 | 7 | 64.5788 |  | 212.0326 | 0.27795 |  |  | 466687.0064 | 8.3189 | 2.3016 | 4.4201 | 11.3538 | 4.8901 | 0 | - | 6.0488 | 0.82072 | 6.5314 | 11.6765 | 4.9594 | 0 | -
| 12 | 24 | o+ | + | + | o | 0 | 3 | 3 | 2 | 1 | 3321 | 9 | 0 | 2 | 0 | 2 | o | 24 | 1 | 1 | 25.7668 | 102.4491 | 33.1971 | 91.0888 | 73.4157 | 33.7054 |  |  |  | 2 | 4 | 31.6957 |  | 39.1793 | 3.931 | 17.4162 | 64.8214 | 72333.2781 | 12.4685 | 42.4856 | 16.064 | 40.3951 | 32.5577 | 14.7973 |  |  |  | 2 | 7 | 6.5289 |  | 35.6259 | 0.27795 | 22.2907 | 40.3333 | 261186.7839 | 47.9572 | 0 | 7.6257 | 11.3538 | 0.43464 | -19.0571 | - | 38.1881 | 0 | 12.198 | 11.6765 | 0.40107 | -12.0263 | -
| 13 | 32 | + | + | + | o | 0 | 4 | 3 | 2 | 1 | 4321 | 9 | 0 | 2 | 0 | 2 | o | 24 | 1 | 1 | 37.809 | 113.2145 | 37.4246 | 91.0888 | 73.4157 | 33.7054 |  |  |  | 2 | 4 | 31.6957 |  | 39.1793 | 3.931 | 17.4162 | 64.8214 | 76118.2114 | 18.2957 | 46.9501 | 18.1097 | 40.3951 | 32.5577 | 14.7973 |  |  |  | 2 | 7 | 6.5289 |  | 35.6259 | 0.27795 | 22.2907 | 40.3333 | 273400.7705 | 42.6622 | 0 | 7.6257 | 11.3538 | 0.42573 | -19.0571 | - | 35.2153 | 0 | 12.198 | 11.6765 | 0.39751 | -12.0263 | -
| 14 | 26 | o+ | + | + | o | 1 | 3 | 3 | 2 | 2 | 3322 | 6 | 0 | 1 | 0 | 2 | o | 21 | 1 | 1 | 25.7668 | 102.4491 | 33.1971 | 91.0888 | 73.4157 | 33.7054 | 15.6738 | 10.8471 |  | 2 | 4 | 14.0531 |  | 233.2445 | 3.931 | 17.4162 | 64.8214 | 100745.355 | 12.4685 | 42.4856 | 16.064 | 40.3951 | 32.5577 | 14.7973 | 15.6802 | 7.7259 |  | 2 | 7 | 9.5064 |  | 212.0326 | 0.27795 | 22.2907 | 40.3333 | 461949.0955 | 32.8495 | 0 | 8.0271 | 11.3538 | 4.8994 | -19.0571 | - | 23.964 | 0 | 12.84 | 11.6765 | 4.9632 | -12.0263 | -
| 15 | 34 | + | + | + | o | 1 | 4 | 3 | 2 | 2 | 4322 | 6 | 0 | 1 | 0 | 2 | o | 21 | 1 | 1 | 37.809 | 113.2145 | 37.4246 | 91.0888 | 73.4157 | 33.7054 | 15.6738 | 10.8471 |  | 2 | 4 | 14.0531 |  | 233.2445 | 3.931 | 17.4162 | 64.8214 | 104530.2883 | 18.2957 | 46.9501 | 18.1097 | 40.3951 | 32.5577 | 14.7973 | 15.6802 | 7.7259 |  | 2 | 7 | 9.5064 |  | 212.0326 | 0.27795 | 22.2907 | 40.3333 | 474163.0821 | 28.6873 | 0 | 8.0271 | 11.3538 | 4.8901 | -19.0571 | - | 21.7962 | 0 | 12.84 | 11.6765 | 4.9594 | -12.0263 | -
| 16 | 14 | o | + | + | o | 0 | 2 | 3 | 2 | 1 | 2321 | 8 | 13 | 1 | 1 | 2 | o | 23 | 1 | 1 | 19.7456 | 91.6836 | 28.9767 | 91.0888 | 73.4157 | 33.7054 |  |  |  | 2 | 4 | 83.5323 |  | 233.2445 | 3.931 | 17.4162 | 64.8214 | 103818.5602 | 9.5549 | 38.0212 | 14.0218 | 40.3951 | 32.5577 | 14.7973 |  |  |  | 2 | 7 | 64.5788 |  | 212.0326 | 0.27795 | 22.2907 | 40.3333 | 483972.6741 | 15.2026 | 2.1706 | 2.1725 | 11.3538 | 0.44847 | -19.0571 | - | 11.3162 | 0.9072 | 3.3917 | 11.6765 | 0.40747 | -12.0263 | -
| 17 | 24 | o+ | + | + | o | 0 | 3 | 3 | 2 | 1 | 3321 | 8 | 13 | 1 | 1 | 2 | o | 23 | 1 | 1 | 25.7668 | 102.4491 | 33.1971 | 91.0888 | 73.4157 | 33.7054 |  |  |  | 2 | 4 | 83.5323 |  | 233.2445 | 3.931 | 17.4162 | 64.8214 | 106759.5236 | 12.4685 | 42.4856 | 16.064 | 40.3951 | 32.5577 | 14.7973 |  |  |  | 2 | 7 | 64.5788 |  | 212.0326 | 0.27795 | 22.2907 | 40.3333 | 493298.7192 | 13.0356 | 2.2968 | 2.1843 | 11.3538 | 0.43464 | -19.0571 | - | 10.0694 | 0.88574 | 3.3893 | 11.6765 | 0.40107 | -12.0263 | -
| 18 | 32 | + | + | + | o | 0 | 4 | 3 | 2 | 1 | 4321 | 8 | 13 | 1 | 1 | 2 | o | 23 | 1 | 1 | 37.809 | 113.2145 | 37.4246 | 91.0888 | 73.4157 | 33.7054 |  |  |  | 2 | 4 | 83.5323 |  | 233.2445 | 3.931 | 17.4162 | 64.8214 | 110544.4569 | 18.2957 | 46.9501 | 18.1097 | 40.3951 | 32.5577 | 14.7973 |  |  |  | 2 | 7 | 64.5788 |  | 212.0326 | 0.27795 | 22.2907 | 40.3333 | 505512.7058 | 11.625 | 2.3416 | 2.1896 | 11.3538 | 0.42573 | -19.0571 | - | 9.2819 | 0.85957 | 3.388 | 11.6765 | 0.39751 | -12.0263 | -
| 19 | 26 | o+ | + | + | o | 1 | 3 | 3 | 2 | 2 | 3322 | 8 | 13 | 1 | 1 | 2 | o | 23 | 1 | 1 | 25.7668 | 102.4491 | 33.1971 | 91.0888 | 73.4157 | 33.7054 | 15.6738 | 10.8471 |  | 2 | 4 | 83.5323 |  | 233.2445 | 3.931 | 17.4162 | 64.8214 | 110472.4472 | 12.4685 | 42.4856 | 16.064 | 40.3951 | 32.5577 | 14.7973 | 15.6802 | 7.7259 |  | 2 | 7 | 64.5788 |  | 212.0326 | 0.27795 | 22.2907 | 40.3333 | 516470.7607 | 9.4728 | 2.2585 | 2.2212 | 11.3538 | 4.8994 | -19.0571 | - | 6.6515 | 0.8463 | 3.4199 | 11.6765 | 4.9632 | -12.0263 | -
| 20 | 34 | + | + | + | o | 1 | 4 | 3 | 2 | 2 | 4322 | 8 | 13 | 1 | 1 | 2 | o | 23 | 1 | 1 | 37.809 | 113.2145 | 37.4246 | 91.0888 | 73.4157 | 33.7054 | 15.6738 | 10.8471 |  | 2 | 4 | 83.5323 |  | 233.2445 | 3.931 | 17.4162 | 64.8214 | 114257.3806 | 18.2957 | 46.9501 | 18.1097 | 40.3951 | 32.5577 | 14.7973 | 15.6802 | 7.7259 |  | 2 | 7 | 64.5788 |  | 212.0326 | 0.27795 | 22.2907 | 40.3333 | 528684.7473 | 8.3189 | 2.3016 | 2.2337 | 11.3538 | 4.8901 | -19.0571 | - | 6.0488 | 0.82072 | 3.4193 | 11.6765 | 4.9594 | -12.0263 | -
| 21 | 34 |  |  |  |  | 1 | 4 | 3 | 2 | 2 | 4322 | 4 | 0 | 2 | 0 | 2 | o | 15 | 0 | 1 | 37.809 | 113.2145 | 37.4246 | 91.0888 | 73.4157 | 33.7054 | 15.6738 | 10.8471 |  | 2 | 4 | 14.0531 |  | 39.1793 | 3.931 |  | 64.8214 | 74922.9035 | 18.2957 | 46.9501 | 18.1097 | 40.3951 | 32.5577 | 14.7973 | 15.6802 | 7.7259 |  | 2 | 7 | 9.5064 |  | 35.6259 | 0.27795 |  | 40.3333 | 277452.7152 | 31.5024 | 0 | 15.8842 | 11.3538 | 4.8901 | -19.0571 | - | 23.9351 | 0 | 24.5263 | 11.6765 | 4.9594 | -12.0263 | -
| 22 | 34 |  |  |  |  | 1 | 4 | 3 | 2 | 2 | 4322 | 9 | 0 | 2 | 0 | 2 | o | 18 | 0 | 0 | 37.809 | 113.2145 | 37.4246 | 91.0888 | 73.4157 | 33.7054 | 15.6738 | 10.8471 |  | 2 | 4 | 31.6957 |  | 39.1793 | 3.931 |  |  | 68317.8787 | 18.2957 | 46.9501 | 18.1097 | 40.3951 | 32.5577 | 14.7973 | 15.6802 | 7.7259 |  | 2 | 7 | 6.5289 |  | 35.6259 | 0.27795 |  |  | 234575.0711 | 29.9273 | 0 | 15.09 | 11.3538 | 4.8901 | 0 | - | 22.7384 | 0 | 23.3 | 11.6765 | 4.9594 | 0 | -
| 23 | 34 |  |  |  |  | 1 | 4 | 3 | 2 | 2 | 4322 | 9 | 0 | 2 | 0 | 2 | o | 18 | 0 | 1 | 37.809 | 113.2145 | 37.4246 | 91.0888 | 73.4157 | 33.7054 | 15.6738 | 10.8471 |  | 2 | 4 | 31.6957 |  | 39.1793 | 3.931 |  | 64.8214 | 77392.8734 | 18.2957 | 46.9501 | 18.1097 | 40.3951 | 32.5577 | 14.7973 | 15.6802 | 7.7259 |  | 2 | 7 | 6.5289 |  | 35.6259 | 0.27795 |  | 40.3333 | 274505.0479 | 29.9273 | 0 | 15.09 | 11.3538 | 4.8901 | -19.0571 | - | 22.7384 | 0 | 23.3 | 11.6765 | 4.9594 | -12.0263 | -
| 24 | 34 |  |  |  |  | 1 | 4 | 3 | 2 | 2 | 4322 | 8 | 0 | 1 | 0 | 2 | o | 23 | 1 | 1 | 37.809 | 113.2145 | 37.4246 | 91.0888 | 73.4157 | 33.7054 | 15.6738 | 10.8471 |  | 2 | 4 | 83.5323 |  | 233.2445 | 3.931 | 17.4162 | 64.8214 | 114257.3806 | 18.2957 | 46.9501 | 18.1097 | 40.3951 | 32.5577 | 14.7973 | 15.6802 | 7.7259 |  | 2 | 7 | 64.5788 |  | 212.0326 | 0.27795 | 22.2907 | 40.3333 | 528684.7473 | 8.3189 | 0 | 2.2337 | 11.3538 | 4.8901 | -19.0571 | - | 6.0488 | 0 | 3.4193 | 11.6765 | 4.9594 | -12.0263 | -
| 25 | 24 |  |  |  |  | 0 | 3 | 3 | 2 | 1 | 3321 | 9 | 0 | 2 | 0 | 2 | o | 24 | 1 | 0 | 25.7668 | 102.4491 | 33.1971 | 91.0888 | 73.4157 | 33.7054 |  |  |  | 2 | 4 | 31.6957 |  | 39.1793 | 3.931 | 17.4162 |  | 63258.2833 | 12.4685 | 42.4856 | 16.064 | 40.3951 | 32.5577 | 14.7973 |  |  |  | 2 | 7 | 6.5289 |  | 35.6259 | 0.27795 | 22.2907 |  | 221256.8071 | 47.9572 | 0 | 7.6257 | 11.3538 | 0.43464 | 0 | - | 38.1881 | 0 | 12.198 | 11.6765 | 0.40107 | 0 | -
| 26 | 14 |  |  |  |  | 0 | 2 | 3 | 2 | 1 | 2321 | 9 | 0 | 2 | 0 | 2 | o | 24 | 1 | 0 | 19.7456 | 91.6836 | 28.9767 | 91.0888 | 73.4157 | 33.7054 |  |  |  | 2 | 4 | 31.6957 |  | 39.1793 | 3.931 | 17.4162 |  | 60317.32 | 9.5549 | 38.0212 | 14.0218 | 40.3951 | 32.5577 | 14.7973 |  |  |  | 2 | 7 | 6.5289 |  | 35.6259 | 0.27795 | 22.2907 |  | 211930.762 | 56.2307 | 0 | 7.6257 | 11.3538 | 0.44847 | 0 | - | 42.8861 | 0 | 12.198 | 11.6765 | 0.40747 | 0 | -
| 27 | 34 |  |  |  |  | 1 | 4 | 3 | 2 | 2 | 4322 | 8 | 0 | 4 | 0 | 2 | o | 23 | 1 | 1 | 37.809 | 113.2145 | 37.4246 | 91.0888 | 73.4157 | 33.7054 | 15.6738 | 10.8471 |  | 2 | 4 | 83.5323 |  | 114.9382 | 3.931 | 17.4162 | 64.8214 | 97694.5065 | 18.2957 | 46.9501 | 18.1097 | 40.3951 | 32.5577 | 14.7973 | 15.6802 | 7.7259 |  | 2 | 7 | 64.5788 |  | 90.492 | 0.27795 | 22.2907 | 40.3333 | 408359.5335 | 8.8614 | 0 | 2.2337 | 11.3538 | 4.8901 | -19.0571 | - | 6.4433 | 0 | 3.4193 | 11.6765 | 4.9594 | -12.0263 | -
| 28 | 34 |  |  |  |  | 1 | 4 | 3 | 2 | 2 | 4322 | 8 | 0 | 4 | 0 | 2 | o | 23 | 1 | 1 | 37.809 | 113.2145 | 37.4246 | 91.0888 | 73.4157 | 33.7054 | 15.6738 | 10.8471 |  | 2 | 4 | 83.5323 |  | 114.9382 | 3.931 | 17.4162 | 64.8214 | 97694.5065 | 18.2957 | 46.9501 | 18.1097 | 40.3951 | 32.5577 | 14.7973 | 15.6802 | 7.7259 |  | 2 | 7 | 64.5788 |  | 90.492 | 0.27795 | 22.2907 | 40.3333 | 408359.5335 | 8.8614 | 0 | 2.2337 | 11.3538 | 4.8901 | -19.0571 | - | 6.4433 | 0 | 3.4193 | 11.6765 | 4.9594 | -12.0263 | -
| Energy efficiency measure or package of measures - RESIDENTIAL | [20 empty] | INVESTMENT COST [€/m2] | [35 empty] | (NET) PRIMARY ENERGY [kWh/m2]
Year | Nº |  | Code variant | [18 empty] | Codes Cost database(*) | [16 empty] | SFH | Codes Cost database | [16 empty] | AB | [6 empty] | SFH | [6 empty] | AB
|  | Variant E+ | e | w | c | L | HR | E | W | C | HR |  | HE | CO | HE-E | CO-E | C | L | DHW | RES-ST | RES-PV | R | W | B | Win | NC | SS | HR I | HR II | L | - | - | HE | CO | E | Control | DHW-ST | PV | 140 | R | W | B | Win | NC | SS | HR I | HR II | L | - | - | HE | CO | E | Control | DHW-ST | PV | 990 | H | C | DHW | L | AUX | RES-E | 140 | H | C | DHW | L | AUX | RES-E | 990
2020 | 1 | 1 | - | o | o | o | 0 | 1 | 1 | 1 | 1 | 1111 | 2 | 0 | 2 | 0 | 1 | o | 14 | 0 | 0 | 1 | 23 | 0 | 80 | 0 | 102 | 0 | 0 | 0 | - | - | 145 | 0 | 152 | 160 | 0 | 0 | 197.5111 | 1 | 23 | 0 | 81 | 0 | 103 | 0 | 0 | 0 | - | - | 146 | 0 | 153 | 160 | 0 | 0 | 102.3866 | 251.5166 | 0 | 18.8625 | 20.4368 | 1.6381 | 0 | 292.4539 | 166.8677 | 0 | 29.125 | 21.0176 | 1.0758 | 0 | 218.0861
| 2 | 14 | o | + | + | o | 0 | 2 | 3 | 2 | 1 | 2321 | 9 | 0 | 2 | 0 | 2 | o | 18 | 0 | 0 | 13 | 33 | 63 | 90 | 116 | 108 | 0 | 0 | 0 | - | - | 136 | 0 | 152 | 162 | 0 | 0 | 403.9555 | 13 | 33 | 63 | 91 | 117 | 109 | 0 | 0 | 0 | - | - | 138 | 0 | 153 | 162 | 0 | 0 | 187.6187 | 67.4768 | 0 | 18.108 | 20.4368 | 0.80724 | 0 | 106.8289 | 51.4633 | 0 | 27.96 | 21.0176 | 0.73344 | 0 | 101.1744
| 3 | 24 | o+ | + | + | o | 0 | 3 | 3 | 2 | 1 | 3321 | 9 | 0 | 2 | 0 | 2 | o | 18 | 0 | 0 | 15 | 35 | 65 | 90 | 116 | 108 | 0 | 0 | 0 | - | - | 136 | 0 | 152 | 162 | 0 | 0 | 423.833 | 15 | 35 | 65 | 91 | 117 | 109 | 0 | 0 | 0 | - | - | 138 | 0 | 153 | 162 | 0 | 0 | 196.5325 | 57.5486 | 0 | 18.108 | 20.4368 | 0.78235 | 0 | 96.8758 | 45.8257 | 0 | 27.96 | 21.0176 | 0.72193 | 0 | 95.5253
| 4 | 32 | + | + | + | o | 0 | 4 | 3 | 2 | 1 | 4321 | 9 | 0 | 2 | 0 | 2 | o | 18 | 0 | 0 | 17 | 37 | 67 | 90 | 116 | 108 | 0 | 0 | 0 | - | - | 136 | 0 | 152 | 162 | 0 | 0 | 449.4147 | 17 | 37 | 67 | 91 | 117 | 109 | 0 | 0 | 0 | - | - | 138 | 0 | 153 | 162 | 0 | 0 | 208.2065 | 51.1946 | 0 | 18.108 | 20.4368 | 0.76631 | 0 | 90.5057 | 42.2584 | 0 | 27.96 | 21.0176 | 0.71552 | 0 | 91.9515
| 5 | 26 | o+ | + | + | o | 1 | 3 | 3 | 2 | 2 | 3322 | 6 | 0 | 1 | 0 | 2 | o | 15 | 0 | 0 | 15 | 35 | 65 | 90 | 116 | 108 | 169 | 167 | 0 | - | - | 121 | 0 | 148 | 162 | 0 | 0 | 626.5594 | 15 | 35 | 65 | 91 | 117 | 109 | 170 | 168 | 0 | - | - | 122 | 0 | 149 | 162 | 0 | 0 | 399.1681 | 32.8495 | 0 | 15.8842 | 20.4368 | 8.819 | 0 | 77.9895 | 23.964 | 0 | 24.5263 | 21.0176 | 8.9337 | 0 | 78.4417
| 6 | 34 | + | + | + | o | 1 | 4 | 3 | 2 | 2 | 4322 | 6 | 0 | 1 | 0 | 2 | o | 15 | 0 | 0 | 17 | 37 | 67 | 90 | 116 | 108 | 169 | 167 | 0 | - | - | 121 | 0 | 148 | 162 | 0 | 0 | 652.1412 | 17 | 37 | 67 | 91 | 117 | 109 | 170 | 168 | 0 | - | - | 122 | 0 | 149 | 162 | 0 | 0 | 410.8422 | 28.6873 | 0 | 15.8842 | 20.4368 | 8.8022 | 0 | 73.8105 | 21.7962 | 0 | 24.5263 | 21.0176 | 8.9269 | 0 | 76.267
| 7 | 14 | o | + | + | o | 0 | 2 | 3 | 2 | 1 | 2321 | 8 | 13 | 1 | 1 | 2 | o | 17 | 0 | 0 | 13 | 33 | 63 | 90 | 116 | 108 | 0 | 0 | 0 | - | - | 133 | 0 | 148 | 162 | 0 | 0 | 645.4133 | 13 | 33 | 63 | 91 | 117 | 109 | 0 | 0 | 0 | - | - | 134 | 0 | 149 | 162 | 0 | 0 | 418.6396 | 27.3647 | 3.9072 | 7.7384 | 20.4368 | 0.80724 | 0 | 60.2543 | 20.3692 | 1.633 | 11.6616 | 21.0176 | 0.73344 | 0 | 55.4148
| 8 | 24 | o+ | + | + | o | 0 | 3 | 3 | 2 | 1 | 3321 | 8 | 13 | 1 | 1 | 2 | o | 17 | 0 | 0 | 15 | 35 | 65 | 90 | 116 | 108 | 0 | 0 | 0 | - | - | 133 | 0 | 148 | 162 | 0 | 0 | 665.2908 | 15 | 35 | 65 | 91 | 117 | 109 | 0 | 0 | 0 | - | - | 134 | 0 | 149 | 162 | 0 | 0 | 427.5534 | 23.4642 | 4.1342 | 7.7801 | 20.4368 | 0.78235 | 0 | 56.5976 | 18.1249 | 1.5943 | 11.6532 | 21.0176 | 0.72193 | 0 | 53.112
| 9 | 32 | + | + | + | o | 0 | 4 | 3 | 2 | 1 | 4321 | 8 | 13 | 1 | 1 | 2 | o | 17 | 0 | 0 | 17 | 37 | 67 | 90 | 116 | 108 | 0 | 0 | 0 | - | - | 133 | 0 | 148 | 162 | 0 | 0 | 690.8725 | 17 | 37 | 67 | 91 | 117 | 109 | 0 | 0 | 0 | - | - | 134 | 0 | 149 | 162 | 0 | 0 | 439.2274 | 20.9249 | 4.2149 | 7.7993 | 20.4368 | 0.76631 | 0 | 54.1423 | 16.7075 | 1.5472 | 11.6487 | 21.0176 | 0.71552 | 0 | 51.6366
| 10 | 26 | o+ | + | + | o | 1 | 3 | 3 | 2 | 2 | 3322 | 8 | 13 | 1 | 1 | 2 | o | 17 | 0 | 0 | 15 | 35 | 65 | 90 | 116 | 108 | 169 | 167 | 0 | - | - | 133 | 0 | 148 | 162 | 0 | 0 | 691.5947 | 15 | 35 | 65 | 91 | 117 | 109 | 170 | 168 | 0 | - | - | 134 | 0 | 149 | 162 | 0 | 0 | 450.8049 | 17.0511 | 4.0652 | 7.9118 | 20.4368 | 8.819 | 0 | 58.2839 | 11.9727 | 1.5233 | 11.7585 | 21.0176 | 8.9337 | 0 | 55.2059
| 11 | 34 | + | + | + | o | 1 | 4 | 3 | 2 | 2 | 4322 | 8 | 13 | 1 | 1 | 2 | o | 17 | 0 | 0 | 17 | 37 | 67 | 90 | 116 | 108 | 169 | 167 | 0 | - | - | 133 | 0 | 148 | 162 | 0 | 0 | 717.1765 | 17 | 37 | 67 | 91 | 117 | 109 | 170 | 168 | 0 | - | - | 134 | 0 | 149 | 162 | 0 | 0 | 462.479 | 14.974 | 4.1428 | 7.9561 | 20.4368 | 8.8022 | 0 | 56.312 | 10.8878 | 1.4773 | 11.7566 | 21.0176 | 8.9269 | 0 | 54.0662
| 12 | 24 | o+ | + | + | o | 0 | 3 | 3 | 2 | 1 | 3321 | 9 | 0 | 2 | 0 | 2 | o | 24 | 1 | 1 | 15 | 35 | 65 | 90 | 116 | 108 | 0 | 0 | 0 | - | - | 136 | 0 | 152 | 162 | 185 | 184 | 472.6838 | 15 | 35 | 65 | 91 | 117 | 109 | 0 | 0 | 0 | - | - | 138 | 0 | 153 | 162 | 186 | 184 | 237.9243 | 57.5486 | 0 | 9.1509 | 20.4368 | 0.78235 | -34.3029 | 53.6158 | 45.8257 | 0 | 14.6376 | 21.0176 | 0.72193 | -21.6473 | 60.5556
| 13 | 32 | + | + | + | o | 0 | 4 | 3 | 2 | 1 | 4321 | 9 | 0 | 2 | 0 | 2 | o | 24 | 1 | 1 | 17 | 37 | 67 | 90 | 116 | 108 | 0 | 0 | 0 | - | - | 136 | 0 | 152 | 162 | 185 | 184 | 498.2655 | 17 | 37 | 67 | 91 | 117 | 109 | 0 | 0 | 0 | - | - | 138 | 0 | 153 | 162 | 186 | 184 | 249.5984 | 51.1946 | 0 | 9.1509 | 20.4368 | 0.76631 | -34.3029 | 47.2457 | 42.2584 | 0 | 14.6376 | 21.0176 | 0.71552 | -21.6473 | 56.9818
| 14 | 26 | o+ | + | + | o | 1 | 3 | 3 | 2 | 2 | 3322 | 6 | 0 | 1 | 0 | 2 | o | 21 | 1 | 1 | 15 | 35 | 65 | 90 | 116 | 108 | 169 | 167 | 0 | - | - | 121 | 0 | 148 | 162 | 185 | 184 | 675.4102 | 15 | 35 | 65 | 91 | 117 | 109 | 170 | 168 | 0 | - | - | 122 | 0 | 149 | 162 | 186 | 184 | 440.56 | 32.8495 | 0 | 8.0271 | 20.4368 | 8.819 | -34.3029 | 35.8295 | 23.964 | 0 | 12.84 | 21.0176 | 8.9337 | -21.6473 | 45.1081
| 15 | 34 | + | + | + | o | 1 | 4 | 3 | 2 | 2 | 4322 | 6 | 0 | 1 | 0 | 2 | o | 21 | 1 | 1 | 17 | 37 | 67 | 90 | 116 | 108 | 169 | 167 | 0 | - | - | 121 | 0 | 148 | 162 | 185 | 184 | 700.992 | 17 | 37 | 67 | 91 | 117 | 109 | 170 | 168 | 0 | - | - | 122 | 0 | 149 | 162 | 186 | 184 | 452.2341 | 28.6873 | 0 | 8.0271 | 20.4368 | 8.8022 | -34.3029 | 31.6505 | 21.7962 | 0 | 12.84 | 21.0176 | 8.9269 | -21.6473 | 42.9334
| 16 | 14 | o | + | + | o | 0 | 2 | 3 | 2 | 1 | 2321 | 8 | 13 | 1 | 1 | 2 | o | 23 | 1 | 1 | 13 | 33 | 63 | 90 | 116 | 108 | 0 | 0 | 0 | - | - | 133 | 0 | 148 | 162 | 185 | 184 | 694.2641 | 13 | 33 | 63 | 91 | 117 | 109 | 0 | 0 | 0 | - | - | 134 | 0 | 149 | 162 | 186 | 184 | 460.0314 | 27.3647 | 3.9072 | 3.9106 | 20.4368 | 0.80724 | -34.3029 | 22.1237 | 20.3692 | 1.633 | 6.105 | 21.0176 | 0.73344 | -21.6473 | 28.211
| 17 | 24 | o+ | + | + | o | 0 | 3 | 3 | 2 | 1 | 3321 | 8 | 13 | 1 | 1 | 2 | o | 23 | 1 | 1 | 15 | 35 | 65 | 90 | 116 | 108 | 0 | 0 | 0 | - | - | 133 | 0 | 148 | 162 | 185 | 184 | 714.1416 | 15 | 35 | 65 | 91 | 117 | 109 | 0 | 0 | 0 | - | - | 134 | 0 | 149 | 162 | 186 | 184 | 468.9452 | 23.4642 | 4.1342 | 3.9317 | 20.4368 | 0.78235 | -34.3029 | 18.4464 | 18.1249 | 1.5943 | 6.1007 | 21.0176 | 0.72193 | -21.6473 | 25.9122
| 18 | 32 | + | + | + | o | 0 | 4 | 3 | 2 | 1 | 4321 | 8 | 13 | 1 | 1 | 2 | o | 23 | 1 | 1 | 17 | 37 | 67 | 90 | 116 | 108 | 0 | 0 | 0 | - | - | 133 | 0 | 148 | 162 | 185 | 184 | 739.7233 | 17 | 37 | 67 | 91 | 117 | 109 | 0 | 0 | 0 | - | - | 134 | 0 | 149 | 162 | 186 | 184 | 480.6193 | 20.9249 | 4.2149 | 3.9414 | 20.4368 | 0.76631 | -34.3029 | 15.9815 | 16.7075 | 1.5472 | 6.0983 | 21.0176 | 0.71552 | -21.6473 | 24.4389
| 19 | 26 | o+ | + | + | o | 1 | 3 | 3 | 2 | 2 | 3322 | 8 | 13 | 1 | 1 | 2 | o | 23 | 1 | 1 | 15 | 35 | 65 | 90 | 116 | 108 | 169 | 167 | 0 | - | - | 133 | 0 | 148 | 162 | 185 | 184 | 740.4455 | 15 | 35 | 65 | 91 | 117 | 109 | 170 | 168 | 0 | - | - | 134 | 0 | 149 | 162 | 186 | 184 | 492.1968 | 17.0511 | 4.0652 | 3.9982 | 20.4368 | 8.819 | -34.3029 | 20.0675 | 11.9727 | 1.5233 | 6.1558 | 21.0176 | 8.9337 | -21.6473 | 27.9559
| 20 | 34 | + | + | + | o | 1 | 4 | 3 | 2 | 2 | 4322 | 8 | 13 | 1 | 1 | 2 | o | 23 | 1 | 1 | 17 | 37 | 67 | 90 | 116 | 108 | 169 | 167 | 0 | - | - | 133 | 0 | 148 | 162 | 185 | 184 | 766.0273 | 17 | 37 | 67 | 91 | 117 | 109 | 170 | 168 | 0 | - | - | 134 | 0 | 149 | 162 | 186 | 184 | 503.8709 | 14.974 | 4.1428 | 4.0206 | 20.4368 | 8.8022 | -34.3029 | 18.0736 | 10.8878 | 1.4773 | 6.1548 | 21.0176 | 8.9269 | -21.6473 | 26.8171
| 21 | 34 |  |  |  |  | 1 | 4 | 3 | 2 | 2 | 4322 | 4 | 0 | 2 | 0 | 2 | o | 15 | 0 | 1 | 17 | 37 | 67 | 90 | 116 | 108 | 169 | 167 | 0 | - | - | 121 | 0 | 152 | 162 | 0 | 184 | 490.2073 | 17 | 37 | 67 | 91 | 117 | 109 | 170 | 168 | 0 | - | - | 122 | 0 | 153 | 162 | 0 | 184 | 254.4283 | 31.5024 | 0 | 15.8842 | 20.4368 | 8.8022 | -34.3029 | 42.3228 | 23.9351 | 0 | 24.5263 | 21.0176 | 8.9269 | -21.6473 | 56.7587
| 22 | 34 |  |  |  |  | 1 | 4 | 3 | 2 | 2 | 4322 | 9 | 0 | 2 | 0 | 2 | o | 18 | 0 | 0 | 17 | 37 | 67 | 90 | 116 | 108 | 169 | 167 | 0 | - | - | 136 | 0 | 152 | 162 | 0 | 0 | 475.7186 | 17 | 37 | 67 | 91 | 117 | 109 | 170 | 168 | 0 | - | - | 138 | 0 | 153 | 162 | 0 | 0 | 231.4581 | 35.9128 | 0 | 18.108 | 20.4368 | 8.8022 | 0 | 83.2598 | 27.286 | 0 | 27.96 | 21.0176 | 8.9269 | 0 | 85.1905
| 23 | 34 |  |  |  |  | 1 | 4 | 3 | 2 | 2 | 4322 | 9 | 0 | 2 | 0 | 2 | o | 18 | 0 | 1 | 17 | 37 | 67 | 90 | 116 | 108 | 169 | 167 | 0 | - | - | 136 | 0 | 152 | 162 | 0 | 184 | 507.8499 | 17 | 37 | 67 | 91 | 117 | 109 | 170 | 168 | 0 | - | - | 138 | 0 | 153 | 162 | 0 | 184 | 251.4509 | 35.9128 | 0 | 18.108 | 20.4368 | 8.8022 | -34.3029 | 48.957 | 27.286 | 0 | 27.96 | 21.0176 | 8.9269 | -21.6473 | 63.5433
| 24 | 34 |  |  |  |  | 1 | 4 | 3 | 2 | 2 | 4322 | 8 | 0 | 1 | 0 | 2 | o | 23 | 1 | 1 | 17 | 37 | 67 | 90 | 116 | 108 | 169 | 167 | 0 | - | - | 133 | 0 | 148 | 162 | 185 | 184 | 766.0273 | 17 | 37 | 67 | 91 | 117 | 109 | 170 | 168 | 0 | - | - | 134 | 0 | 149 | 162 | 186 | 184 | 503.8709 | 14.974 | 0 | 4.0206 | 20.4368 | 8.8022 | -34.3029 | 13.9308 | 10.8878 | 0 | 6.1548 | 21.0176 | 8.9269 | -21.6473 | 25.3399
| 25 | 24 |  |  |  |  | 0 | 3 | 3 | 2 | 1 | 3321 | 9 | 0 | 2 | 0 | 2 | o | 24 | 1 | 0 | 15 | 35 | 65 | 90 | 116 | 108 | 0 | 0 | 0 | - | - | 136 | 0 | 152 | 162 | 185 | 0 | 440.5525 | 15 | 35 | 65 | 91 | 117 | 109 | 0 | 0 | 0 | - | - | 138 | 0 | 153 | 162 | 186 | 0 | 217.9315 | 57.5486 | 0 | 9.1509 | 20.4368 | 0.78235 | 0 | 87.9187 | 45.8257 | 0 | 14.6376 | 21.0176 | 0.72193 | 0 | 82.2028
| 26 | 14 |  |  |  |  | 0 | 2 | 3 | 2 | 1 | 2321 | 9 | 0 | 2 | 0 | 2 | o | 24 | 1 | 0 | 13 | 33 | 63 | 90 | 116 | 108 | 0 | 0 | 0 | - | - | 136 | 0 | 152 | 162 | 185 | 0 | 420.675 | 13 | 33 | 63 | 91 | 117 | 109 | 0 | 0 | 0 | - | - | 138 | 0 | 153 | 162 | 186 | 0 | 209.0177 | 67.4768 | 0 | 9.1509 | 20.4368 | 0.80724 | 0 | 97.8717 | 51.4633 | 0 | 14.6376 | 21.0176 | 0.73344 | 0 | 87.852
| 27 | 34 |  |  |  |  | 1 | 4 | 3 | 2 | 2 | 4322 | 8 | 0 | 4 | 0 | 2 | o | 23 | 1 | 1 | 17 | 37 | 67 | 90 | 116 | 108 | 169 | 167 | 0 | - | - | 133 | 0 | 156 | 162 | 185 | 184 | 647.721 | 17 | 37 | 67 | 91 | 117 | 109 | 170 | 168 | 0 | - | - | 134 | 0 | 157 | 162 | 186 | 184 | 382.3302 | 15.9505 | 0 | 4.0206 | 20.4368 | 8.8022 | -34.3029 | 14.9073 | 11.5979 | 0 | 6.1548 | 21.0176 | 8.9269 | -21.6473 | 26.0499
| 28 | 34 |  |  |  |  | 1 | 4 | 3 | 2 | 2 | 4322 | 8 | 0 | 4 | 0 | 2 | o | 23 | 1 | 1 | 17 | 37 | 67 | 90 | 116 | 108 | 169 | 167 | 0 | - | - | 133 | 0 | 156 | 162 | 185 | 184 | 647.721 | 17 | 37 | 67 | 91 | 117 | 109 | 170 | 168 | 0 | - | - | 134 | 0 | 157 | 162 | 186 | 184 | 382.3302 | 15.9505 | 0 | 4.0206 | 20.4368 | 8.8022 | -34.3029 | 14.9073 | 11.5979 | 0 | 6.1548 | 21.0176 | 8.9269 | -21.6473 | 26.0499
[58 empty] | Energy use[kWh/m2y] - SFH | [6 empty] | Energy use[kWh/m2y] - AB
| Nº | Variant E+ | e | w | c | L | HR | E | W | C | HR |  | HE | CO | HE-E | CO-E | C | L | DHW | RES-ST | RES-PV | R | W | B | Win | NC | SS | HR I | HR II | L | Performance | HE Code | HE | CO | E | Control | DHW-ST | PV | Total SFH | Roof | Walls | Basement | Windows | NC | SS | Heat Recovery - grilles and ducts | Heat Recovery - unit | L |  |  | Heating Generation | CO | Emission | Control | Thermal Solar | PV | Total AB | H | C | DHW | L | AUX | RES-E | - | H | C | DHW | L | AUX | RES-E | -
2020 | 1 | 1 | - | o | o | o | 0 | 1 | 1 | 1 | 1 | 1111 | 2 | 0 | 2 | 0 | 1 | o | 14 | 0 | 0 | 24.7264 | 54.3684 |  | 25.621 |  | 14.2699 |  |  |  | 0 | 2 | 29.7377 |  | 39.1793 | 9.6085 |  |  | 27651.5595 | 11.9651 | 22.5466 |  | 11.2484 |  | 6.2651 |  |  |  | 0 | 5 | 13.3768 |  | 35.6259 | 1.3588 |  |  | 101362.7813 | 251.5166 | 0 | 18.8625 | 11.3538 | 0.91003 | 0 | - | 166.8677 | 0 | 29.125 | 11.6765 | 0.59766 | 0 | -
| 2 | 14 | o | + | + | o | 0 | 2 | 3 | 2 | 1 | 2321 | 9 | 0 | 2 | 0 | 2 | o | 18 | 0 | 0 | 18.6841 | 86.7544 | 27.4188 | 89.1711 | 73.4157 | 33.7054 |  |  |  | 2 | 4 | 31.6957 |  | 39.1793 | 3.931 |  |  | 56553.7668 | 9.0412 | 35.9771 | 13.2679 | 39.5446 | 32.5577 | 14.7973 |  |  |  | 2 | 7 | 6.5289 |  | 35.6259 | 0.27795 |  |  | 185742.4819 | 56.2307 | 0 | 15.09 | 11.3538 | 0.44847 | 0 | - | 42.8861 | 0 | 23.3 | 11.6765 | 0.40747 | 0 | -
| 3 | 24 | o+ | + | + | o | 0 | 3 | 3 | 2 | 1 | 3321 | 9 | 0 | 2 | 0 | 2 | o | 18 | 0 | 0 | 24.3814 | 96.9411 | 31.4123 | 89.1711 | 73.4157 | 33.7054 |  |  |  | 2 | 4 | 31.6957 |  | 39.1793 | 3.931 |  |  | 59336.6139 | 11.7981 | 40.2015 | 15.2003 | 39.5446 | 32.5577 | 14.7973 |  |  |  | 2 | 7 | 6.5289 |  | 35.6259 | 0.27795 |  |  | 194567.1268 | 47.9572 | 0 | 15.09 | 11.3538 | 0.43464 | 0 | - | 38.1881 | 0 | 23.3 | 11.6765 | 0.40107 | 0 | -
| 4 | 32 | + | + | + | o | 0 | 4 | 3 | 2 | 1 | 4321 | 9 | 0 | 2 | 0 | 2 | o | 18 | 0 | 0 | 35.7762 | 107.1277 | 35.4126 | 89.1711 | 73.4157 | 33.7054 |  |  |  | 2 | 4 | 31.6957 |  | 39.1793 | 3.931 |  |  | 62918.0562 | 17.3121 | 44.4259 | 17.1361 | 39.5446 | 32.5577 | 14.7973 |  |  |  | 2 | 7 | 6.5289 |  | 35.6259 | 0.27795 |  |  | 206124.4474 | 42.6622 | 0 | 15.09 | 11.3538 | 0.42573 | 0 | - | 35.2153 | 0 | 23.3 | 11.6765 | 0.39751 | 0 | -
| 5 | 26 | o+ | + | + | o | 1 | 3 | 3 | 2 | 2 | 3322 | 6 | 0 | 1 | 0 | 2 | o | 15 | 0 | 0 | 24.3814 | 96.9411 | 31.4123 | 89.1711 | 73.4157 | 33.7054 | 15.6738 | 10.6301 |  | 2 | 4 | 14.0531 |  | 233.2445 | 3.931 |  |  | 87718.319 | 11.7981 | 40.2015 | 15.2003 | 39.5446 | 32.5577 | 14.7973 | 15.6802 | 7.5714 |  | 2 | 7 | 9.5064 |  | 212.0326 | 0.27795 |  |  | 395176.4646 | 32.8495 | 0 | 15.8842 | 11.3538 | 4.8994 | 0 | - | 23.964 | 0 | 24.5263 | 11.6765 | 4.9632 | 0 | -
| 6 | 34 | + | + | + | o | 1 | 4 | 3 | 2 | 2 | 4322 | 6 | 0 | 1 | 0 | 2 | o | 15 | 0 | 0 | 35.7762 | 107.1277 | 35.4126 | 89.1711 | 73.4157 | 33.7054 | 15.6738 | 10.6301 |  | 2 | 4 | 14.0531 |  | 233.2445 | 3.931 |  |  | 91299.7613 | 17.3121 | 44.4259 | 17.1361 | 39.5446 | 32.5577 | 14.7973 | 15.6802 | 7.5714 |  | 2 | 7 | 9.5064 |  | 212.0326 | 0.27795 |  |  | 406733.7853 | 28.6873 | 0 | 15.8842 | 11.3538 | 4.8901 | 0 | - | 21.7962 | 0 | 24.5263 | 11.6765 | 4.9594 | 0 | -
| 7 | 14 | o | + | + | o | 0 | 2 | 3 | 2 | 1 | 2321 | 8 | 13 | 1 | 1 | 2 | o | 17 | 0 | 0 | 18.6841 | 86.7544 | 27.4188 | 89.1711 | 73.4157 | 33.7054 |  |  |  | 2 | 4 | 79.0884 |  | 233.2445 | 3.931 |  |  | 90357.8637 | 9.0412 | 35.9771 | 13.2679 | 39.5446 | 32.5577 | 14.7973 |  |  |  | 2 | 7 | 61.1432 |  | 212.0326 | 0.27795 |  |  | 414453.1825 | 15.2026 | 2.1706 | 4.2991 | 11.3538 | 0.44847 | 0 | - | 11.3162 | 0.9072 | 6.4786 | 11.6765 | 0.40747 | 0 | -
| 8 | 24 | o+ | + | + | o | 0 | 3 | 3 | 2 | 1 | 3321 | 8 | 13 | 1 | 1 | 2 | o | 17 | 0 | 0 | 24.3814 | 96.9411 | 31.4123 | 89.1711 | 73.4157 | 33.7054 |  |  |  | 2 | 4 | 79.0884 |  | 233.2445 | 3.931 |  |  | 93140.7108 | 11.7981 | 40.2015 | 15.2003 | 39.5446 | 32.5577 | 14.7973 |  |  |  | 2 | 7 | 61.1432 |  | 212.0326 | 0.27795 |  |  | 423277.8273 | 13.0356 | 2.2968 | 4.3223 | 11.3538 | 0.43464 | 0 | - | 10.0694 | 0.88574 | 6.474 | 11.6765 | 0.40107 | 0 | -
| 9 | 32 | + | + | + | o | 0 | 4 | 3 | 2 | 1 | 4321 | 8 | 13 | 1 | 1 | 2 | o | 17 | 0 | 0 | 35.7762 | 107.1277 | 35.4126 | 89.1711 | 73.4157 | 33.7054 |  |  |  | 2 | 4 | 79.0884 |  | 233.2445 | 3.931 |  |  | 96722.1531 | 17.3121 | 44.4259 | 17.1361 | 39.5446 | 32.5577 | 14.7973 |  |  |  | 2 | 7 | 61.1432 |  | 212.0326 | 0.27795 |  |  | 434835.148 | 11.625 | 2.3416 | 4.3329 | 11.3538 | 0.42573 | 0 | - | 9.2819 | 0.85957 | 6.4715 | 11.6765 | 0.39751 | 0 | -
| 10 | 26 | o+ | + | + | o | 1 | 3 | 3 | 2 | 2 | 3322 | 8 | 13 | 1 | 1 | 2 | o | 17 | 0 | 0 | 24.3814 | 96.9411 | 31.4123 | 89.1711 | 73.4157 | 33.7054 | 15.6738 | 10.6301 |  | 2 | 4 | 79.0884 |  | 233.2445 | 3.931 |  |  | 96823.2627 | 11.7981 | 40.2015 | 15.2003 | 39.5446 | 32.5577 | 14.7973 | 15.6802 | 7.5714 |  | 2 | 7 | 61.1432 |  | 212.0326 | 0.27795 |  |  | 446296.8952 | 9.4728 | 2.2585 | 4.3955 | 11.3538 | 4.8994 | 0 | - | 6.6515 | 0.8463 | 6.5325 | 11.6765 | 4.9632 | 0 | -
| 11 | 34 | + | + | + | o | 1 | 4 | 3 | 2 | 2 | 4322 | 8 | 13 | 1 | 1 | 2 | o | 17 | 0 | 0 | 35.7762 | 107.1277 | 35.4126 | 89.1711 | 73.4157 | 33.7054 | 15.6738 | 10.6301 |  | 2 | 4 | 79.0884 |  | 233.2445 | 3.931 |  |  | 100404.705 | 17.3121 | 44.4259 | 17.1361 | 39.5446 | 32.5577 | 14.7973 | 15.6802 | 7.5714 |  | 2 | 7 | 61.1432 |  | 212.0326 | 0.27795 |  |  | 457854.2158 | 8.3189 | 2.3016 | 4.4201 | 11.3538 | 4.8901 | 0 | - | 6.0488 | 0.82072 | 6.5314 | 11.6765 | 4.9594 | 0 | -
| 12 | 24 | o+ | + | + | o | 0 | 3 | 3 | 2 | 1 | 3321 | 9 | 0 | 2 | 0 | 2 | o | 24 | 1 | 1 | 24.3814 | 96.9411 | 31.4123 | 89.1711 | 73.4157 | 33.7054 |  |  |  | 2 | 4 | 31.6957 |  | 39.1793 | 3.931 | 16.7195 | 32.1313 | 66175.7261 | 11.7981 | 40.2015 | 15.2003 | 39.5446 | 32.5577 | 14.7973 |  |  |  | 2 | 7 | 6.5289 |  | 35.6259 | 0.27795 | 21.399 | 19.9928 | 235545.0567 | 47.9572 | 0 | 7.6257 | 11.3538 | 0.43464 | -19.0571 | - | 38.1881 | 0 | 12.198 | 11.6765 | 0.40107 | -12.0263 | -
| 13 | 32 | + | + | + | o | 0 | 4 | 3 | 2 | 1 | 4321 | 9 | 0 | 2 | 0 | 2 | o | 24 | 1 | 1 | 35.7762 | 107.1277 | 35.4126 | 89.1711 | 73.4157 | 33.7054 |  |  |  | 2 | 4 | 31.6957 |  | 39.1793 | 3.931 | 16.7195 | 32.1313 | 69757.1684 | 17.3121 | 44.4259 | 17.1361 | 39.5446 | 32.5577 | 14.7973 |  |  |  | 2 | 7 | 6.5289 |  | 35.6259 | 0.27795 | 21.399 | 19.9928 | 247102.3774 | 42.6622 | 0 | 7.6257 | 11.3538 | 0.42573 | -19.0571 | - | 35.2153 | 0 | 12.198 | 11.6765 | 0.39751 | -12.0263 | -
| 14 | 26 | o+ | + | + | o | 1 | 3 | 3 | 2 | 2 | 3322 | 6 | 0 | 1 | 0 | 2 | o | 21 | 1 | 1 | 24.3814 | 96.9411 | 31.4123 | 89.1711 | 73.4157 | 33.7054 | 15.6738 | 10.6301 |  | 2 | 4 | 14.0531 |  | 233.2445 | 3.931 | 16.7195 | 32.1313 | 94557.4312 | 11.7981 | 40.2015 | 15.2003 | 39.5446 | 32.5577 | 14.7973 | 15.6802 | 7.5714 |  | 2 | 7 | 9.5064 |  | 212.0326 | 0.27795 | 21.399 | 19.9928 | 436154.3946 | 32.8495 | 0 | 8.0271 | 11.3538 | 4.8994 | -19.0571 | - | 23.964 | 0 | 12.84 | 11.6765 | 4.9632 | -12.0263 | -
| 15 | 34 | + | + | + | o | 1 | 4 | 3 | 2 | 2 | 4322 | 6 | 0 | 1 | 0 | 2 | o | 21 | 1 | 1 | 35.7762 | 107.1277 | 35.4126 | 89.1711 | 73.4157 | 33.7054 | 15.6738 | 10.6301 |  | 2 | 4 | 14.0531 |  | 233.2445 | 3.931 | 16.7195 | 32.1313 | 98138.8736 | 17.3121 | 44.4259 | 17.1361 | 39.5446 | 32.5577 | 14.7973 | 15.6802 | 7.5714 |  | 2 | 7 | 9.5064 |  | 212.0326 | 0.27795 | 21.399 | 19.9928 | 447711.7153 | 28.6873 | 0 | 8.0271 | 11.3538 | 4.8901 | -19.0571 | - | 21.7962 | 0 | 12.84 | 11.6765 | 4.9594 | -12.0263 | -
| 16 | 14 | o | + | + | o | 0 | 2 | 3 | 2 | 1 | 2321 | 8 | 13 | 1 | 1 | 2 | o | 23 | 1 | 1 | 18.6841 | 86.7544 | 27.4188 | 89.1711 | 73.4157 | 33.7054 |  |  |  | 2 | 4 | 79.0884 |  | 233.2445 | 3.931 | 16.7195 | 32.1313 | 97196.976 | 9.0412 | 35.9771 | 13.2679 | 39.5446 | 32.5577 | 14.7973 |  |  |  | 2 | 7 | 61.1432 |  | 212.0326 | 0.27795 | 21.399 | 19.9928 | 455431.1125 | 15.2026 | 2.1706 | 2.1725 | 11.3538 | 0.44847 | -19.0571 | - | 11.3162 | 0.9072 | 3.3917 | 11.6765 | 0.40747 | -12.0263 | -
| 17 | 24 | o+ | + | + | o | 0 | 3 | 3 | 2 | 1 | 3321 | 8 | 13 | 1 | 1 | 2 | o | 23 | 1 | 1 | 24.3814 | 96.9411 | 31.4123 | 89.1711 | 73.4157 | 33.7054 |  |  |  | 2 | 4 | 79.0884 |  | 233.2445 | 3.931 | 16.7195 | 32.1313 | 99979.823 | 11.7981 | 40.2015 | 15.2003 | 39.5446 | 32.5577 | 14.7973 |  |  |  | 2 | 7 | 61.1432 |  | 212.0326 | 0.27795 | 21.399 | 19.9928 | 464255.7573 | 13.0356 | 2.2968 | 2.1843 | 11.3538 | 0.43464 | -19.0571 | - | 10.0694 | 0.88574 | 3.3893 | 11.6765 | 0.40107 | -12.0263 | -
| 18 | 32 | + | + | + | o | 0 | 4 | 3 | 2 | 1 | 4321 | 8 | 13 | 1 | 1 | 2 | o | 23 | 1 | 1 | 35.7762 | 107.1277 | 35.4126 | 89.1711 | 73.4157 | 33.7054 |  |  |  | 2 | 4 | 79.0884 |  | 233.2445 | 3.931 | 16.7195 | 32.1313 | 103561.2654 | 17.3121 | 44.4259 | 17.1361 | 39.5446 | 32.5577 | 14.7973 |  |  |  | 2 | 7 | 61.1432 |  | 212.0326 | 0.27795 | 21.399 | 19.9928 | 475813.078 | 11.625 | 2.3416 | 2.1896 | 11.3538 | 0.42573 | -19.0571 | - | 9.2819 | 0.85957 | 3.388 | 11.6765 | 0.39751 | -12.0263 | -
| 19 | 26 | o+ | + | + | o | 1 | 3 | 3 | 2 | 2 | 3322 | 8 | 13 | 1 | 1 | 2 | o | 23 | 1 | 1 | 24.3814 | 96.9411 | 31.4123 | 89.1711 | 73.4157 | 33.7054 | 15.6738 | 10.6301 |  | 2 | 4 | 79.0884 |  | 233.2445 | 3.931 | 16.7195 | 32.1313 | 103662.3749 | 11.7981 | 40.2015 | 15.2003 | 39.5446 | 32.5577 | 14.7973 | 15.6802 | 7.5714 |  | 2 | 7 | 61.1432 |  | 212.0326 | 0.27795 | 21.399 | 19.9928 | 487274.8251 | 9.4728 | 2.2585 | 2.2212 | 11.3538 | 4.8994 | -19.0571 | - | 6.6515 | 0.8463 | 3.4199 | 11.6765 | 4.9632 | -12.0263 | -
| 20 | 34 | + | + | + | o | 1 | 4 | 3 | 2 | 2 | 4322 | 8 | 13 | 1 | 1 | 2 | o | 23 | 1 | 1 | 35.7762 | 107.1277 | 35.4126 | 89.1711 | 73.4157 | 33.7054 | 15.6738 | 10.6301 |  | 2 | 4 | 79.0884 |  | 233.2445 | 3.931 | 16.7195 | 32.1313 | 107243.8172 | 17.3121 | 44.4259 | 17.1361 | 39.5446 | 32.5577 | 14.7973 | 15.6802 | 7.5714 |  | 2 | 7 | 61.1432 |  | 212.0326 | 0.27795 | 21.399 | 19.9928 | 498832.1458 | 8.3189 | 2.3016 | 2.2337 | 11.3538 | 4.8901 | -19.0571 | - | 6.0488 | 0.82072 | 3.4193 | 11.6765 | 4.9594 | -12.0263 | -
| 21 | 34 |  |  |  |  | 1 | 4 | 3 | 2 | 2 | 4322 | 4 | 0 | 2 | 0 | 2 | o | 15 | 0 | 1 | 35.7762 | 107.1277 | 35.4126 | 89.1711 | 73.4157 | 33.7054 | 15.6738 | 10.6301 |  | 2 | 4 | 14.0531 |  | 39.1793 | 3.931 |  | 32.1313 | 68629.0192 | 17.3121 | 44.4259 | 17.1361 | 39.5446 | 32.5577 | 14.7973 | 15.6802 | 7.5714 |  | 2 | 7 | 9.5064 |  | 35.6259 | 0.27795 |  | 19.9928 | 251884.0589 | 31.5024 | 0 | 15.8842 | 11.3538 | 4.8901 | -19.0571 | - | 23.9351 | 0 | 24.5263 | 11.6765 | 4.9594 | -12.0263 | -
| 22 | 34 |  |  |  |  | 1 | 4 | 3 | 2 | 2 | 4322 | 9 | 0 | 2 | 0 | 2 | o | 18 | 0 | 0 | 35.7762 | 107.1277 | 35.4126 | 89.1711 | 73.4157 | 33.7054 | 15.6738 | 10.6301 |  | 2 | 4 | 31.6957 |  | 39.1793 | 3.931 |  |  | 66600.6081 | 17.3121 | 44.4259 | 17.1361 | 39.5446 | 32.5577 | 14.7973 | 15.6802 | 7.5714 |  | 2 | 7 | 6.5289 |  | 35.6259 | 0.27795 |  |  | 229143.5152 | 29.9273 | 0 | 15.09 | 11.3538 | 4.8901 | 0 | - | 22.7384 | 0 | 23.3 | 11.6765 | 4.9594 | 0 | -
| 23 | 34 |  |  |  |  | 1 | 4 | 3 | 2 | 2 | 4322 | 9 | 0 | 2 | 0 | 2 | o | 18 | 0 | 1 | 35.7762 | 107.1277 | 35.4126 | 89.1711 | 73.4157 | 33.7054 | 15.6738 | 10.6301 |  | 2 | 4 | 31.6957 |  | 39.1793 | 3.931 |  | 32.1313 | 71098.9891 | 17.3121 | 44.4259 | 17.1361 | 39.5446 | 32.5577 | 14.7973 | 15.6802 | 7.5714 |  | 2 | 7 | 6.5289 |  | 35.6259 | 0.27795 |  | 19.9928 | 248936.3917 | 29.9273 | 0 | 15.09 | 11.3538 | 4.8901 | -19.0571 | - | 22.7384 | 0 | 23.3 | 11.6765 | 4.9594 | -12.0263 | -
| 24 | 34 |  |  |  |  | 1 | 4 | 3 | 2 | 2 | 4322 | 8 | 0 | 1 | 0 | 2 | o | 23 | 1 | 1 | 35.7762 | 107.1277 | 35.4126 | 89.1711 | 73.4157 | 33.7054 | 15.6738 | 10.6301 |  | 2 | 4 | 79.0884 |  | 233.2445 | 3.931 | 16.7195 | 32.1313 | 107243.8172 | 17.3121 | 44.4259 | 17.1361 | 39.5446 | 32.5577 | 14.7973 | 15.6802 | 7.5714 |  | 2 | 7 | 61.1432 |  | 212.0326 | 0.27795 | 21.399 | 19.9928 | 498832.1458 | 8.3189 | 0 | 2.2337 | 11.3538 | 4.8901 | -19.0571 | - | 6.0488 | 0 | 3.4193 | 11.6765 | 4.9594 | -12.0263 | -
| 25 | 24 |  |  |  |  | 0 | 3 | 3 | 2 | 1 | 3321 | 9 | 0 | 2 | 0 | 2 | o | 24 | 1 | 0 | 24.3814 | 96.9411 | 31.4123 | 89.1711 | 73.4157 | 33.7054 |  |  |  | 2 | 4 | 31.6957 |  | 39.1793 | 3.931 | 16.7195 |  | 61677.3451 | 11.7981 | 40.2015 | 15.2003 | 39.5446 | 32.5577 | 14.7973 |  |  |  | 2 | 7 | 6.5289 |  | 35.6259 | 0.27795 | 21.399 |  | 215752.1803 | 47.9572 | 0 | 7.6257 | 11.3538 | 0.43464 | 0 | - | 38.1881 | 0 | 12.198 | 11.6765 | 0.40107 | 0 | -
| 26 | 14 |  |  |  |  | 0 | 2 | 3 | 2 | 1 | 2321 | 9 | 0 | 2 | 0 | 2 | o | 24 | 1 | 0 | 18.6841 | 86.7544 | 27.4188 | 89.1711 | 73.4157 | 33.7054 |  |  |  | 2 | 4 | 31.6957 |  | 39.1793 | 3.931 | 16.7195 |  | 58894.498 | 9.0412 | 35.9771 | 13.2679 | 39.5446 | 32.5577 | 14.7973 |  |  |  | 2 | 7 | 6.5289 |  | 35.6259 | 0.27795 | 21.399 |  | 206927.5355 | 56.2307 | 0 | 7.6257 | 11.3538 | 0.44847 | 0 | - | 42.8861 | 0 | 12.198 | 11.6765 | 0.40747 | 0 | -
| 27 | 34 |  |  |  |  | 1 | 4 | 3 | 2 | 2 | 4322 | 8 | 0 | 4 | 0 | 2 | o | 23 | 1 | 1 | 35.7762 | 107.1277 | 35.4126 | 89.1711 | 73.4157 | 33.7054 | 15.6738 | 10.6301 |  | 2 | 4 | 79.0884 |  | 114.9382 | 3.931 | 16.7195 | 32.1313 | 90680.9431 | 17.3121 | 44.4259 | 17.1361 | 39.5446 | 32.5577 | 14.7973 | 15.6802 | 7.5714 |  | 2 | 7 | 61.1432 |  | 90.492 | 0.27795 | 21.399 | 19.9928 | 378506.932 | 8.8614 | 0 | 2.2337 | 11.3538 | 4.8901 | -19.0571 | - | 6.4433 | 0 | 3.4193 | 11.6765 | 4.9594 | -12.0263 | -
| 28 | 34 |  |  |  |  | 1 | 4 | 3 | 2 | 2 | 4322 | 8 | 0 | 4 | 0 | 2 | o | 23 | 1 | 1 | 35.7762 | 107.1277 | 35.4126 | 89.1711 | 73.4157 | 33.7054 | 15.6738 | 10.6301 |  | 2 | 4 | 79.0884 |  | 114.9382 | 3.931 | 16.7195 | 32.1313 | 90680.9431 | 17.3121 | 44.4259 | 17.1361 | 39.5446 | 32.5577 | 14.7973 | 15.6802 | 7.5714 |  | 2 | 7 | 61.1432 |  | 90.492 | 0.27795 | 21.399 | 19.9928 | 378506.932 | 8.8614 | 0 | 2.2337 | 11.3538 | 4.8901 | -19.0571 | - | 6.4433 | 0 | 3.4193 | 11.6765 | 4.9594 | -12.0263 | -

## IT_Rome
| CLIMATE ZONE | [20 empty] | AT_Rome
| Energy efficiency measure or package of measures - RESIDENTIAL | [20 empty] | INVESTMENT COST [€/m2] | [35 empty] | (NET) PRIMARY ENERGY [kWh/m2]
Year | Nº |  | Code variant | [18 empty] | Codes Cost database(*) | [16 empty] | SFH | Codes Cost database | [16 empty] | AB | [6 empty] | SFH | [6 empty] | AB
|  | Variant E+ | e | w | c | L | HR | E | W | C | HR |  | HE | CO | HE-E | CO-E | C | L | DHW | RES-ST | RES-PV | R | W | B | Win | NC | SS | HR I | HR II | L | - | - | HE | CO | E | Control | DHW-ST | PV | 140 | R | W | B | Win | NC | SS | HR I | HR II | L | - | - | HE | CO | E | Control | DHW-ST | PV | 990 | H | C | DHW | L | AUX | RES-E | 140 | H | C | DHW | L | AUX | RES-E | 990
2010 | 1 | 1 | - | o | o | o | 0 | 1 | 1 | 1 | 1 | 1111 | 2 | 11 | 2 | 3 | 1 | o | 14 | 0 | 0 | 1 | 23 | 0 | 80 | 0 | 102 | 0 | 0 | 0 | - | - | 145 | 139 | 152 | 160 | 0 | 0 | 217.4345 | 1 | 23 | 0 | 81 | 0 | 103 | 0 | 0 | 0 | - | - | 146 | 140 | 153 | 160 | 0 | 0 | 111.6234 | 104.7968 | 36.1434 | 18.075 | 23.7294 | 1.4948 | 0 | 184.2394 | 70.544 | 19.1413 | 27.9125 | 24.4038 | 1.0386 | 0 | 143.0402
| 2 | 9 | o- | o+ | o | o | 0 | 2 | 2 | 1 | 1 | 2211 | 9 | 11 | 2 | 3 | 1 | o | 18 | 0 | 0 | 9 | 31 | 63 | 88 | 0 | 102 | 0 | 0 | 0 | - | - | 136 | 139 | 152 | 160 | 0 | 0 | 318.8623 | 9 | 31 | 63 | 89 | 0 | 103 | 0 | 0 | 0 | - | - | 138 | 140 | 153 | 160 | 0 | 0 | 151.1635 | 39.8332 | 31.2342 | 17.352 | 23.7294 | 1.2208 | 0 | 113.3695 | 29.202 | 18.2487 | 26.796 | 24.4038 | 0.92072 | 0 | 99.5712
| 3 | 19 | o | o+ | o | o | 0 | 3 | 2 | 1 | 1 | 3211 | 9 | 11 | 2 | 3 | 1 | o | 18 | 0 | 0 | 11 | 33 | 65 | 88 | 0 | 102 | 0 | 0 | 0 | - | - | 136 | 139 | 152 | 160 | 0 | 0 | 337.9911 | 11 | 33 | 65 | 89 | 0 | 103 | 0 | 0 | 0 | - | - | 138 | 140 | 153 | 160 | 0 | 0 | 160.5809 | 29.1852 | 31.1154 | 17.352 | 23.7294 | 1.1931 | 0 | 102.5751 | 22.5625 | 18.3606 | 26.796 | 24.4038 | 0.90914 | 0 | 93.0321
| 4 | 28 | o+ | o+ | + | o | 0 | 4 | 2 | 2 | 1 | 4221 | 8 | 13 | 1 | 1 | 2 | o | 17 | 0 | 0 | 13 | 35 | 67 | 88 | 116 | 108 | 0 | 0 | 0 | - | - | 133 | 0 | 148 | 162 | 0 | 0 | 648.6196 | 13 | 35 | 67 | 89 | 117 | 109 | 0 | 0 | 0 | - | - | 134 | 0 | 149 | 162 | 0 | 0 | 452.8506 | 11.1438 | 7.1759 | 9.5568 | 23.7294 | 0.84245 | 0 | 52.4483 | 8.6165 | 4.11 | 14.2124 | 24.4038 | 0.7952 | 0 | 52.1378
| 5 | 32 | o+ | + | + | o | 0 | 4 | 3 | 2 | 1 | 4321 | 8 | 13 | 1 | 1 | 2 | o | 17 | 0 | 0 | 13 | 35 | 67 | 90 | 116 | 108 | 0 | 0 | 0 | - | - | 133 | 0 | 148 | 162 | 0 | 0 | 656.4548 | 13 | 35 | 67 | 91 | 117 | 109 | 0 | 0 | 0 | - | - | 134 | 0 | 149 | 162 | 0 | 0 | 456.3255 | 7.3851 | 7.9235 | 9.7558 | 23.7294 | 0.82289 | 0 | 49.6167 | 6.5253 | 4.1432 | 14.539 | 24.4038 | 0.78464 | 0 | 50.3959
| 6 | 34 | o+ | + | + | o | 1 | 4 | 3 | 2 | 2 | 4322 | 8 | 13 | 1 | 1 | 2 | o | 17 | 0 | 0 | 13 | 35 | 67 | 90 | 116 | 108 | 169 | 167 | 0 | - | - | 133 | 0 | 148 | 162 | 0 | 0 | 682.9757 | 13 | 35 | 67 | 91 | 117 | 109 | 170 | 168 | 0 | - | - | 134 | 0 | 149 | 162 | 0 | 0 | 479.7316 | 5.3482 | 7.7776 | 10.0892 | 23.7294 | 10.1414 | 0 | 57.0858 | 4.0204 | 4.0119 | 14.8485 | 24.4038 | 10.3093 | 0 | 57.5938
| 7 | 9 | o- | o+ | o | o | 0 | 2 | 2 | 1 | 1 | 2211 | 7 | 12 | 1 | 1 | 2 | o | 16 | 0 | 0 | 9 | 31 | 63 | 88 | 0 | 102 | 0 | 0 | 0 | - | - | 127 | 0 | 148 | 162 | 0 | 0 | 507.5398 | 9 | 31 | 63 | 89 | 0 | 103 | 0 | 0 | 0 | - | - | 128 | 0 | 149 | 162 | 0 | 0 | 339.4291 | 22.3165 | 27.6476 | 11.6735 | 23.7294 | 1.2208 | 0 | 86.5877 | 17.3597 | 18.5798 | 19.1281 | 24.4038 | 0.92072 | 0 | 80.3921
| 8 | 19 | o | o+ | o | o | 0 | 3 | 2 | 1 | 1 | 3211 | 7 | 12 | 1 | 1 | 2 | o | 16 | 0 | 0 | 11 | 33 | 65 | 88 | 0 | 102 | 0 | 0 | 0 | - | - | 127 | 0 | 148 | 162 | 0 | 0 | 502.923 | 11 | 33 | 65 | 89 | 0 | 103 | 0 | 0 | 0 | - | - | 128 | 0 | 149 | 162 | 0 | 0 | 348.8465 | 16.708 | 27.4756 | 11.9284 | 23.7294 | 1.1931 | 0 | 81.0346 | 13.6113 | 18.0285 | 19.4112 | 24.4038 | 0.90914 | 0 | 76.3639
| 9 | 28 | o+ | o+ | + | o | 0 | 4 | 2 | 2 | 1 | 4221 | 7 | 12 | 1 | 1 | 2 | o | 16 | 0 | 0 | 13 | 35 | 67 | 88 | 116 | 108 | 0 | 0 | 0 | - | - | 127 | 0 | 148 | 162 | 0 | 0 | 616.7895 | 13 | 35 | 67 | 89 | 117 | 109 | 0 | 0 | 0 | - | - | 128 | 0 | 149 | 162 | 0 | 0 | 399.3607 | 14.1535 | 9.8314 | 12.1379 | 23.7294 | 0.84245 | 0 | 60.6947 | 11.8974 | 5.7739 | 19.6241 | 24.4038 | 0.7952 | 0 | 62.4945
| 10 | 32 | o+ | + | + | o | 0 | 4 | 3 | 2 | 1 | 4321 | 7 | 12 | 1 | 1 | 2 | o | 16 | 0 | 0 | 13 | 35 | 67 | 90 | 116 | 108 | 0 | 0 | 0 | - | - | 127 | 0 | 148 | 162 | 0 | 0 | 624.6246 | 13 | 35 | 67 | 91 | 117 | 109 | 0 | 0 | 0 | - | - | 128 | 0 | 149 | 162 | 0 | 0 | 402.8357 | 9.3733 | 10.784 | 12.3824 | 23.7294 | 0.82289 | 0 | 57.0921 | 9.0656 | 5.8073 | 20.1992 | 24.4038 | 0.78464 | 0 | 60.2605
| 11 | 34 | o+ | + | + | o | 1 | 4 | 3 | 2 | 2 | 4322 | 7 | 12 | 1 | 1 | 2 | o | 16 | 0 | 0 | 13 | 35 | 67 | 90 | 116 | 108 | 169 | 167 | 0 | - | - | 127 | 0 | 148 | 162 | 0 | 0 | 651.1455 | 13 | 35 | 67 | 91 | 117 | 109 | 170 | 168 | 0 | - | - | 128 | 0 | 149 | 162 | 0 | 0 | 426.2418 | 6.7488 | 10.5416 | 12.7315 | 23.7294 | 10.1414 | 0 | 63.8928 | 5.6441 | 5.6012 | 20.8454 | 24.4038 | 10.3093 | 0 | 66.8038
| 12 | 19 | o | o+ | o | o | 0 | 3 | 2 | 1 | 1 | 3211 | 9 | 11 | 2 | 3 | 1 | o | 24 | 1 | 1 | 11 | 33 | 65 | 88 | 0 | 102 | 0 | 0 | 0 | - | - | 136 | 139 | 152 | 160 | 185 | 184 | 420.2286 | 11 | 33 | 65 | 89 | 0 | 103 | 0 | 0 | 0 | - | - | 138 | 140 | 153 | 160 | 186 | 184 | 223.2049 | 29.1852 | 31.1154 | 7.5977 | 23.7294 | 1.1931 | -43.9646 | 48.8562 | 22.5625 | 18.3606 | 12.2299 | 24.4038 | 0.90914 | -27.7337 | 50.7324
| 13 | 28 | o+ | o+ | + | o | 0 | 4 | 2 | 2 | 1 | 4221 | 8 | 13 | 1 | 1 | 2 | o | 23 | 1 | 1 | 13 | 35 | 67 | 88 | 116 | 108 | 0 | 0 | 0 | - | - | 133 | 0 | 148 | 162 | 185 | 184 | 730.8572 | 13 | 35 | 67 | 89 | 117 | 109 | 0 | 0 | 0 | - | - | 134 | 0 | 149 | 162 | 186 | 184 | 515.4745 | 11.1438 | 7.1759 | 4.1845 | 23.7294 | 0.84245 | -43.9646 | 3.1114 | 8.6165 | 4.11 | 6.4867 | 24.4038 | 0.7952 | -27.7337 | 16.6784
| 14 | 32 | o+ | + | + | o | 0 | 4 | 3 | 2 | 1 | 4321 | 8 | 13 | 1 | 1 | 2 | o | 23 | 1 | 1 | 13 | 35 | 67 | 90 | 116 | 108 | 0 | 0 | 0 | - | - | 133 | 0 | 148 | 162 | 185 | 184 | 738.6923 | 13 | 35 | 67 | 91 | 117 | 109 | 0 | 0 | 0 | - | - | 134 | 0 | 149 | 162 | 186 | 184 | 518.9495 | 7.3851 | 7.9235 | 4.2717 | 23.7294 | 0.82289 | -43.9646 | 0.16793 | 6.5253 | 4.1432 | 6.6357 | 24.4038 | 0.78464 | -27.7337 | 14.7589
| 15 | 34 | o+ | + | + | o | 1 | 4 | 3 | 2 | 2 | 4322 | 8 | 13 | 1 | 1 | 2 | o | 23 | 1 | 1 | 13 | 35 | 67 | 90 | 116 | 108 | 169 | 167 | 0 | - | - | 133 | 0 | 148 | 162 | 185 | 184 | 765.2132 | 13 | 35 | 67 | 91 | 117 | 109 | 170 | 168 | 0 | - | - | 134 | 0 | 149 | 162 | 186 | 184 | 542.3556 | 5.3482 | 7.7776 | 4.4177 | 23.7294 | 10.1414 | -43.9646 | 7.4496 | 4.0204 | 4.0119 | 6.777 | 24.4038 | 10.3093 | -27.7337 | 21.7886
| 16 | 9 | o- | o+ | o | o | 0 | 2 | 2 | 1 | 1 | 2211 | 7 | 12 | 1 | 1 | 2 | o | 22 | 1 | 1 | 9 | 31 | 63 | 88 | 0 | 102 | 0 | 0 | 0 | - | - | 127 | 0 | 148 | 162 | 185 | 184 | 589.7774 | 9 | 31 | 63 | 89 | 0 | 103 | 0 | 0 | 0 | - | - | 128 | 0 | 149 | 162 | 186 | 184 | 402.0531 | 22.3165 | 27.6476 | 5.1113 | 23.7294 | 1.2208 | -43.9646 | 36.0609 | 17.3597 | 18.5798 | 8.7302 | 24.4038 | 0.92072 | -27.7337 | 42.2606
| 17 | 19 | o | o+ | o | o | 0 | 3 | 2 | 1 | 1 | 3211 | 7 | 12 | 1 | 1 | 2 | o | 22 | 1 | 1 | 11 | 33 | 65 | 88 | 0 | 102 | 0 | 0 | 0 | - | - | 127 | 0 | 148 | 162 | 185 | 184 | 585.1606 | 11 | 33 | 65 | 89 | 0 | 103 | 0 | 0 | 0 | - | - | 128 | 0 | 149 | 162 | 186 | 184 | 411.4705 | 16.708 | 27.4756 | 5.223 | 23.7294 | 1.1931 | -43.9646 | 30.3645 | 13.6113 | 18.0285 | 8.8594 | 24.4038 | 0.90914 | -27.7337 | 38.0785
| 18 | 28 | o+ | o+ | + | o | 0 | 4 | 2 | 2 | 1 | 4221 | 7 | 12 | 1 | 1 | 2 | o | 22 | 1 | 1 | 13 | 35 | 67 | 88 | 116 | 108 | 0 | 0 | 0 | - | - | 127 | 0 | 148 | 162 | 185 | 184 | 699.027 | 13 | 35 | 67 | 89 | 117 | 109 | 0 | 0 | 0 | - | - | 128 | 0 | 149 | 162 | 186 | 184 | 461.9847 | 14.1535 | 9.8314 | 5.3147 | 23.7294 | 0.84245 | -43.9646 | 9.9068 | 11.8974 | 5.7739 | 8.9566 | 24.4038 | 0.7952 | -27.7337 | 24.0933
| 19 | 32 | o+ | + | + | o | 0 | 4 | 3 | 2 | 1 | 4321 | 7 | 12 | 1 | 1 | 2 | o | 22 | 1 | 1 | 13 | 35 | 67 | 90 | 116 | 108 | 0 | 0 | 0 | - | - | 127 | 0 | 148 | 162 | 185 | 184 | 706.8622 | 13 | 35 | 67 | 91 | 117 | 109 | 0 | 0 | 0 | - | - | 128 | 0 | 149 | 162 | 186 | 184 | 465.4597 | 9.3733 | 10.784 | 5.4217 | 23.7294 | 0.82289 | -43.9646 | 6.1668 | 9.0656 | 5.8073 | 9.2191 | 24.4038 | 0.78464 | -27.7337 | 21.5468
| 20 | 34 | o+ | + | + | o | 1 | 4 | 3 | 2 | 2 | 4322 | 7 | 12 | 1 | 1 | 2 | o | 22 | 1 | 1 | 13 | 35 | 67 | 90 | 116 | 108 | 169 | 167 | 0 | - | - | 127 | 0 | 148 | 162 | 185 | 184 | 733.3831 | 13 | 35 | 67 | 91 | 117 | 109 | 170 | 168 | 0 | - | - | 128 | 0 | 149 | 162 | 186 | 184 | 488.8658 | 6.7488 | 10.5416 | 5.5746 | 23.7294 | 10.1414 | -43.9646 | 12.7712 | 5.6441 | 5.6012 | 9.514 | 24.4038 | 10.3093 | -27.7337 | 27.7387
| 21 | 19 |  |  |  |  | 0 | 3 | 2 | 1 | 1 | 3211 | 7 | 12 | 3 | 3 | 2 | o | 16 | 0 | 1 | 11 | 33 | 65 | 88 | 0 | 102 | 0 | 0 | 0 | - | - | 127 | 0 | 154 | 162 | 0 | 184 | 435.3776 | 11 | 33 | 65 | 89 | 0 | 103 | 0 | 0 | 0 | - | - | 128 | 0 | 155 | 162 | 0 | 184 | 268.8689 | 17.2357 | 27.1953 | 11.9284 | 23.7294 | 1.1931 | -43.9646 | 37.3173 | 14.0411 | 17.8446 | 19.4112 | 24.4038 | 0.90914 | -27.7337 | 48.8761
| 22 | 21 |  |  |  |  | 1 | 3 | 2 | 1 | 2 | 3212 | 7 | 12 | 4 | 4 | 2 | o | 22 | 1 | 0 | 11 | 33 | 65 | 88 | 0 | 102 | 169 | 167 | 0 | - | - | 127 | 0 | 156 | 162 | 185 | 0 | 428.5538 | 11 | 33 | 65 | 89 | 0 | 103 | 170 | 168 | 0 | - | - | 128 | 0 | 157 | 162 | 186 | 0 | 273.0027 | 13.6006 | 26.929 | 5.3261 | 23.7294 | 10.5102 | 0 | 80.0954 | 9.9212 | 17.6616 | 9.0515 | 24.4038 | 10.4323 | 0 | 71.4705
| 23 | 29 |  |  |  |  | 1 | 4 | 2 | 1 | 2 | 4212 | 7 | 12 | 4 | 4 | 2 | o | 22 | 1 | 1 | 13 | 35 | 67 | 88 | 0 | 102 | 169 | 167 | 0 | - | - | 127 | 0 | 156 | 162 | 185 | 184 | 514.3905 | 13 | 35 | 67 | 89 | 0 | 103 | 170 | 168 | 0 | - | - | 128 | 0 | 157 | 162 | 186 | 184 | 322.7603 | 11.2718 | 26.8811 | 5.4228 | 23.7294 | 10.498 | -43.9646 | 33.8385 | 8.3815 | 17.706 | 9.1671 | 24.4038 | 10.4281 | -27.7337 | 42.3529
| 24 | 32 |  |  |  |  | 0 | 4 | 3 | 2 | 1 | 4321 | 7 | 12 | 3 | 3 | 2 | o | 16 | 0 | 1 | 13 | 35 | 67 | 90 | 116 | 108 | 0 | 0 | 0 | - | - | 127 | 0 | 154 | 162 | 0 | 184 | 557.0792 | 13 | 35 | 67 | 91 | 117 | 109 | 0 | 0 | 0 | - | - | 128 | 0 | 155 | 162 | 0 | 184 | 322.8581 | 9.6693 | 10.674 | 12.3824 | 23.7294 | 0.82289 | -43.9646 | 13.3134 | 9.3519 | 5.748 | 20.1992 | 24.4038 | 0.78464 | -27.7337 | 32.7539
| 25 | 25 |  |  |  |  | 1 | 3 | 3 | 1 | 2 | 3312 | 9 | 20 | 4 | 4 | 2 | o | 24 | 1 | 1 | 11 | 33 | 65 | 90 | 0 | 102 | 169 | 167 | 0 | - | - | 136 | 142 | 156 | 162 | 185 | 184 | 552.7081 | 11 | 33 | 65 | 91 | 0 | 103 | 170 | 168 | 0 | - | - | 138 | 143 | 157 | 162 | 186 | 184 | 309.226 | 12.9245 | 29.4332 | 7.5977 | 23.7294 | 10.5425 | -43.9646 | 40.2627 | 9.7523 | 19.0621 | 12.2299 | 24.4038 | 10.4421 | -27.7337 | 48.1566
| 26 | 24 |  |  |  |  | 0 | 3 | 3 | 2 | 1 | 3321 | 9 | 20 | 4 | 4 | 2 | o | 24 | 1 | 0 | 11 | 33 | 65 | 90 | 116 | 108 | 0 | 0 | 0 | - | - | 136 | 142 | 156 | 162 | 185 | 0 | 554.217 | 11 | 33 | 65 | 91 | 117 | 109 | 0 | 0 | 0 | - | - | 138 | 143 | 157 | 162 | 186 | 0 | 286.5765 | 17.9646 | 10.5152 | 7.5977 | 23.7294 | 0.83765 | 0 | 60.6446 | 15.3626 | 5.9154 | 12.2299 | 24.4038 | 0.79128 | 0 | 58.7031
| 27 | 32 |  |  |  |  | 0 | 4 | 3 | 2 | 1 | 4321 | 7 | 12 | 3 | 3 | 2 | o | 16 | 0 | 1 | 13 | 35 | 67 | 90 | 116 | 108 | 0 | 0 | 0 | - | - | 127 | 0 | 154 | 162 | 0 | 184 | 557.0792 | 13 | 35 | 67 | 91 | 117 | 109 | 0 | 0 | 0 | - | - | 128 | 0 | 155 | 162 | 0 | 184 | 322.8581 | 9.6693 | 10.674 | 12.3824 | 23.7294 | 0.82289 | -43.9646 | 13.3134 | 9.3519 | 5.748 | 20.1992 | 24.4038 | 0.78464 | -27.7337 | 32.7539
| 28 | 32 |  |  |  |  | 0 | 4 | 3 | 2 | 1 | 4321 | 7 | 12 | 3 | 3 | 2 | o | 22 | 1 | 1 | 13 | 35 | 67 | 90 | 116 | 108 | 0 | 0 | 0 | - | - | 127 | 0 | 154 | 162 | 185 | 184 | 574.4954 | 13 | 35 | 67 | 91 | 117 | 109 | 0 | 0 | 0 | - | - | 128 | 0 | 155 | 162 | 186 | 184 | 345.1488 | 9.6693 | 10.674 | 5.4217 | 23.7294 | 0.82289 | -43.9646 | 6.3527 | 9.3519 | 5.748 | 9.2191 | 24.4038 | 0.78464 | -27.7337 | 21.7738
[58 empty] | Energy use[kWh/m2y] - SFH | [6 empty] | Energy use[kWh/m2y] - AB
| Nº | Variant E+ | e | w | c | L | HR | E | W | C | HR |  | HE | CO | HE-E | CO-E | C | L | DHW | RES-ST | RES-PV | R | W | B | Win | NC | SS | HR I | HR II | L | Performance | HE Code | HE | CO | E | Control | DHW-ST | PV | Total SFH | Roof | Walls | Basement | Windows | NC | SS | Heat Recovery - grilles and ducts | Heat Recovery - unit | L |  |  | Heating Generation | CO | Emission | Control | Thermal Solar | PV | Total AB | H | C | DHW | L | AUX | RES-E | - | H | C | DHW | L | AUX | RES-E | -
2010 | 1 | 1 | - | o | o | o | 0 | 1 | 1 | 1 | 1 | 1111 | 2 | 11 | 2 | 3 | 1 | o | 14 | 0 | 0 | 26.1313 | 57.4575 |  | 26.172 |  | 14.2699 |  |  |  | 0 | 14 | 25.107 | 19.509 | 39.1793 | 9.6085 |  |  | 30440.8254 | 12.6449 | 23.8276 |  | 11.4903 |  | 6.2651 |  |  |  | 0 | 17 | 11.6948 | 8.716 | 35.6259 | 1.3588 |  |  | 110507.2095 | 104.7968 | 17.2935 | 18.075 | 11.3538 | 0.71521 | 0 | - | 70.544 | 9.1585 | 27.9125 | 11.6765 | 0.49694 | 0 | -
| 2 | 9 | o- | o+ | o | o | 0 | 2 | 2 | 1 | 1 | 2211 | 9 | 11 | 2 | 3 | 1 | o | 18 | 0 | 0 | 7.701 | 80.9264 | 28.9767 | 83.2536 |  | 14.2699 |  |  |  | 1 | 15 | 31.6957 | 23.2511 | 39.1793 | 9.6085 |  |  | 44640.7173 | 3.7265 | 33.5602 | 14.0218 | 36.9201 |  | 6.2651 |  |  |  | 1 | 18 | 6.5289 | 13.1561 | 35.6259 | 1.3588 |  |  | 149651.8645 | 33.1943 | 14.9446 | 14.46 | 11.3538 | 0.58411 | 0 | - | 24.335 | 8.7314 | 22.33 | 11.6765 | 0.44054 | 0 | -
| 3 | 19 | o | o+ | o | o | 0 | 3 | 2 | 1 | 1 | 3211 | 9 | 11 | 2 | 3 | 1 | o | 18 | 0 | 0 | 13.7233 | 91.6836 | 33.1971 | 83.2536 |  | 14.2699 |  |  |  | 2 | 16 | 31.6957 | 21.38 | 39.1793 | 9.6085 |  |  | 47318.7514 | 6.6407 | 38.0212 | 16.064 | 36.9201 |  | 6.2651 |  |  |  | 2 | 18 | 6.5289 | 13.1561 | 35.6259 | 1.3588 |  |  | 158975.1017 | 24.321 | 14.8877 | 14.46 | 11.3538 | 0.57087 | 0 | - | 18.8021 | 8.785 | 22.33 | 11.6765 | 0.435 | 0 | -
| 4 | 28 | o+ | o+ | + | o | 0 | 4 | 2 | 2 | 1 | 4221 | 8 | 13 | 1 | 1 | 2 | o | 17 | 0 | 0 | 19.7456 | 102.4491 | 37.4246 | 83.2536 | 73.4157 | 33.7054 |  |  |  | 2 | 16 | 61.4501 |  | 233.2445 | 3.931 |  |  | 90806.7464 | 9.5549 | 42.4856 | 18.1097 | 36.9201 | 32.5577 | 14.7973 |  |  |  | 2 | 18 | 86.1146 |  | 212.0326 | 0.27795 |  |  | 448322.0493 | 5.332 | 3.4334 | 4.5726 | 11.3538 | 0.40309 | 0 | - | 4.1227 | 1.9665 | 6.8002 | 11.6765 | 0.38048 | 0 | -
| 5 | 32 | o+ | + | + | o | 0 | 4 | 3 | 2 | 1 | 4321 | 8 | 13 | 1 | 1 | 2 | o | 17 | 0 | 0 | 19.7456 | 102.4491 | 37.4246 | 91.0888 | 73.4157 | 33.7054 |  |  |  | 2 | 16 | 61.4501 |  | 233.2445 | 3.931 |  |  | 91903.6726 | 9.5549 | 42.4856 | 18.1097 | 40.3951 | 32.5577 | 14.7973 |  |  |  | 2 | 18 | 86.1146 |  | 212.0326 | 0.27795 |  |  | 451762.2393 | 3.5335 | 3.7912 | 4.6679 | 11.3538 | 0.39373 | 0 | - | 3.1221 | 1.9824 | 6.9565 | 11.6765 | 0.37542 | 0 | -
| 6 | 34 | o+ | + | + | o | 1 | 4 | 3 | 2 | 2 | 4322 | 8 | 13 | 1 | 1 | 2 | o | 17 | 0 | 0 | 19.7456 | 102.4491 | 37.4246 | 91.0888 | 73.4157 | 33.7054 | 15.6738 | 10.8471 |  | 2 | 16 | 61.4501 |  | 233.2445 | 3.931 |  |  | 95616.5962 | 9.5549 | 42.4856 | 18.1097 | 40.3951 | 32.5577 | 14.7973 | 15.6802 | 7.7259 |  | 2 | 18 | 86.1146 |  | 212.0326 | 0.27795 |  |  | 474934.2808 | 2.5589 | 3.7213 | 4.8274 | 11.3538 | 4.8523 | 0 | - | 1.9236 | 1.9196 | 7.1045 | 11.6765 | 4.9327 | 0 | -
| 7 | 9 | o- | o+ | o | o | 0 | 2 | 2 | 1 | 1 | 2211 | 7 | 12 | 1 | 1 | 2 | o | 16 | 0 | 0 | 7.701 | 80.9264 | 28.9767 | 83.2536 |  | 14.2699 |  |  |  | 1 | 15 | 55.2366 |  | 233.2445 | 3.931 |  |  | 71055.5733 | 3.7265 | 33.5602 | 14.0218 | 36.9201 |  | 6.2651 |  |  |  | 1 | 18 | 32.6248 |  | 212.0326 | 0.27795 |  |  | 336034.7954 | 10.6777 | 13.2285 | 5.5854 | 11.3538 | 0.58411 | 0 | - | 8.3061 | 8.8898 | 9.1522 | 11.6765 | 0.44054 | 0 | -
| 8 | 19 | o | o+ | o | o | 0 | 3 | 2 | 1 | 1 | 3211 | 7 | 12 | 1 | 1 | 2 | o | 16 | 0 | 0 | 13.7233 | 91.6836 | 33.1971 | 83.2536 |  | 14.2699 |  |  |  | 2 | 16 | 29.62 |  | 233.2445 | 3.931 |  |  | 70409.2208 | 6.6407 | 38.0212 | 16.064 | 36.9201 |  | 6.2651 |  |  |  | 2 | 18 | 32.6248 |  | 212.0326 | 0.27795 |  |  | 345358.0326 | 7.9943 | 13.1462 | 5.7074 | 11.3538 | 0.57087 | 0 | - | 6.5126 | 8.6261 | 9.2876 | 11.6765 | 0.435 | 0 | -
| 9 | 28 | o+ | o+ | + | o | 0 | 4 | 2 | 2 | 1 | 4221 | 7 | 12 | 1 | 1 | 2 | o | 16 | 0 | 0 | 19.7456 | 102.4491 | 37.4246 | 83.2536 | 73.4157 | 33.7054 |  |  |  | 2 | 16 | 29.62 |  | 233.2445 | 3.931 |  |  | 86350.5245 | 9.5549 | 42.4856 | 18.1097 | 36.9201 | 32.5577 | 14.7973 |  |  |  | 2 | 18 | 32.6248 |  | 212.0326 | 0.27795 |  |  | 395367.1378 | 6.772 | 4.704 | 5.8076 | 11.3538 | 0.40309 | 0 | - | 5.6925 | 2.7627 | 9.3895 | 11.6765 | 0.38048 | 0 | -
| 10 | 32 | o+ | + | + | o | 0 | 4 | 3 | 2 | 1 | 4321 | 7 | 12 | 1 | 1 | 2 | o | 16 | 0 | 0 | 19.7456 | 102.4491 | 37.4246 | 91.0888 | 73.4157 | 33.7054 |  |  |  | 2 | 16 | 29.62 |  | 233.2445 | 3.931 |  |  | 87447.4507 | 9.5549 | 42.4856 | 18.1097 | 40.3951 | 32.5577 | 14.7973 |  |  |  | 2 | 18 | 32.6248 |  | 212.0326 | 0.27795 |  |  | 398807.3278 | 4.4849 | 5.1598 | 5.9246 | 11.3538 | 0.39373 | 0 | - | 4.3376 | 2.7786 | 9.6647 | 11.6765 | 0.37542 | 0 | -
| 11 | 34 | o+ | + | + | o | 1 | 4 | 3 | 2 | 2 | 4322 | 7 | 12 | 1 | 1 | 2 | o | 16 | 0 | 0 | 19.7456 | 102.4491 | 37.4246 | 91.0888 | 73.4157 | 33.7054 | 15.6738 | 10.8471 |  | 2 | 16 | 29.62 |  | 233.2445 | 3.931 |  |  | 91160.3743 | 9.5549 | 42.4856 | 18.1097 | 40.3951 | 32.5577 | 14.7973 | 15.6802 | 7.7259 |  | 2 | 18 | 32.6248 |  | 212.0326 | 0.27795 |  |  | 421979.3693 | 3.2291 | 5.0438 | 6.0916 | 11.3538 | 4.8523 | 0 | - | 2.7005 | 2.68 | 9.9739 | 11.6765 | 4.9327 | 0 | -
| 12 | 19 | o | o+ | o | o | 0 | 3 | 2 | 1 | 1 | 3211 | 9 | 11 | 2 | 3 | 1 | o | 24 | 1 | 1 | 13.7233 | 91.6836 | 33.1971 | 83.2536 |  | 14.2699 |  |  |  | 2 | 16 | 31.6957 | 21.38 | 39.1793 | 9.6085 | 17.4162 | 64.8214 | 58832.0078 | 6.6407 | 38.0212 | 16.064 | 36.9201 |  | 6.2651 |  |  |  | 2 | 18 | 6.5289 | 13.1561 | 35.6259 | 1.3588 | 22.2907 | 40.3333 | 220972.8426 | 24.321 | 14.8877 | 6.3314 | 11.3538 | 0.57087 | -21.0357 | - | 18.8021 | 8.785 | 10.1916 | 11.6765 | 0.435 | -13.2697 | -
| 13 | 28 | o+ | o+ | + | o | 0 | 4 | 2 | 2 | 1 | 4221 | 8 | 13 | 1 | 1 | 2 | o | 23 | 1 | 1 | 19.7456 | 102.4491 | 37.4246 | 83.2536 | 73.4157 | 33.7054 |  |  |  | 2 | 16 | 61.4501 |  | 233.2445 | 3.931 | 17.4162 | 64.8214 | 102320.0028 | 9.5549 | 42.4856 | 18.1097 | 36.9201 | 32.5577 | 14.7973 |  |  |  | 2 | 18 | 86.1146 |  | 212.0326 | 0.27795 | 22.2907 | 40.3333 | 510319.7902 | 5.332 | 3.4334 | 2.0022 | 11.3538 | 0.40309 | -21.0357 | - | 4.1227 | 1.9665 | 3.1037 | 11.6765 | 0.38048 | -13.2697 | -
| 14 | 32 | o+ | + | + | o | 0 | 4 | 3 | 2 | 1 | 4321 | 8 | 13 | 1 | 1 | 2 | o | 23 | 1 | 1 | 19.7456 | 102.4491 | 37.4246 | 91.0888 | 73.4157 | 33.7054 |  |  |  | 2 | 16 | 61.4501 |  | 233.2445 | 3.931 | 17.4162 | 64.8214 | 103416.929 | 9.5549 | 42.4856 | 18.1097 | 40.3951 | 32.5577 | 14.7973 |  |  |  | 2 | 18 | 86.1146 |  | 212.0326 | 0.27795 | 22.2907 | 40.3333 | 513759.9802 | 3.5335 | 3.7912 | 2.0439 | 11.3538 | 0.39373 | -21.0357 | - | 3.1221 | 1.9824 | 3.175 | 11.6765 | 0.37542 | -13.2697 | -
| 15 | 34 | o+ | + | + | o | 1 | 4 | 3 | 2 | 2 | 4322 | 8 | 13 | 1 | 1 | 2 | o | 23 | 1 | 1 | 19.7456 | 102.4491 | 37.4246 | 91.0888 | 73.4157 | 33.7054 | 15.6738 | 10.8471 |  | 2 | 16 | 61.4501 |  | 233.2445 | 3.931 | 17.4162 | 64.8214 | 107129.8526 | 9.5549 | 42.4856 | 18.1097 | 40.3951 | 32.5577 | 14.7973 | 15.6802 | 7.7259 |  | 2 | 18 | 86.1146 |  | 212.0326 | 0.27795 | 22.2907 | 40.3333 | 536932.0217 | 2.5589 | 3.7213 | 2.1137 | 11.3538 | 4.8523 | -21.0357 | - | 1.9236 | 1.9196 | 3.2426 | 11.6765 | 4.9327 | -13.2697 | -
| 16 | 9 | o- | o+ | o | o | 0 | 2 | 2 | 1 | 1 | 2211 | 7 | 12 | 1 | 1 | 2 | o | 22 | 1 | 1 | 7.701 | 80.9264 | 28.9767 | 83.2536 |  | 14.2699 |  |  |  | 1 | 15 | 55.2366 |  | 233.2445 | 3.931 | 17.4162 | 64.8214 | 82568.8297 | 3.7265 | 33.5602 | 14.0218 | 36.9201 |  | 6.2651 |  |  |  | 1 | 18 | 32.6248 |  | 212.0326 | 0.27795 | 22.2907 | 40.3333 | 398032.5363 | 10.6777 | 13.2285 | 2.4456 | 11.3538 | 0.58411 | -21.0357 | - | 8.3061 | 8.8898 | 4.1771 | 11.6765 | 0.44054 | -13.2697 | -
| 17 | 19 | o | o+ | o | o | 0 | 3 | 2 | 1 | 1 | 3211 | 7 | 12 | 1 | 1 | 2 | o | 22 | 1 | 1 | 13.7233 | 91.6836 | 33.1971 | 83.2536 |  | 14.2699 |  |  |  | 2 | 16 | 29.62 |  | 233.2445 | 3.931 | 17.4162 | 64.8214 | 81922.4772 | 6.6407 | 38.0212 | 16.064 | 36.9201 |  | 6.2651 |  |  |  | 2 | 18 | 32.6248 |  | 212.0326 | 0.27795 | 22.2907 | 40.3333 | 407355.7735 | 7.9943 | 13.1462 | 2.499 | 11.3538 | 0.57087 | -21.0357 | - | 6.5126 | 8.6261 | 4.239 | 11.6765 | 0.435 | -13.2697 | -
| 18 | 28 | o+ | o+ | + | o | 0 | 4 | 2 | 2 | 1 | 4221 | 7 | 12 | 1 | 1 | 2 | o | 22 | 1 | 1 | 19.7456 | 102.4491 | 37.4246 | 83.2536 | 73.4157 | 33.7054 |  |  |  | 2 | 16 | 29.62 |  | 233.2445 | 3.931 | 17.4162 | 64.8214 | 97863.7809 | 9.5549 | 42.4856 | 18.1097 | 36.9201 | 32.5577 | 14.7973 |  |  |  | 2 | 18 | 32.6248 |  | 212.0326 | 0.27795 | 22.2907 | 40.3333 | 457364.8787 | 6.772 | 4.704 | 2.5429 | 11.3538 | 0.40309 | -21.0357 | - | 5.6925 | 2.7627 | 4.2855 | 11.6765 | 0.38048 | -13.2697 | -
| 19 | 32 | o+ | + | + | o | 0 | 4 | 3 | 2 | 1 | 4321 | 7 | 12 | 1 | 1 | 2 | o | 22 | 1 | 1 | 19.7456 | 102.4491 | 37.4246 | 91.0888 | 73.4157 | 33.7054 |  |  |  | 2 | 16 | 29.62 |  | 233.2445 | 3.931 | 17.4162 | 64.8214 | 98960.7071 | 9.5549 | 42.4856 | 18.1097 | 40.3951 | 32.5577 | 14.7973 |  |  |  | 2 | 18 | 32.6248 |  | 212.0326 | 0.27795 | 22.2907 | 40.3333 | 460805.0687 | 4.4849 | 5.1598 | 2.5941 | 11.3538 | 0.39373 | -21.0357 | - | 4.3376 | 2.7786 | 4.4111 | 11.6765 | 0.37542 | -13.2697 | -
| 20 | 34 | o+ | + | + | o | 1 | 4 | 3 | 2 | 2 | 4322 | 7 | 12 | 1 | 1 | 2 | o | 22 | 1 | 1 | 19.7456 | 102.4491 | 37.4246 | 91.0888 | 73.4157 | 33.7054 | 15.6738 | 10.8471 |  | 2 | 16 | 29.62 |  | 233.2445 | 3.931 | 17.4162 | 64.8214 | 102673.6307 | 9.5549 | 42.4856 | 18.1097 | 40.3951 | 32.5577 | 14.7973 | 15.6802 | 7.7259 |  | 2 | 18 | 32.6248 |  | 212.0326 | 0.27795 | 22.2907 | 40.3333 | 483977.1102 | 3.2291 | 5.0438 | 2.6673 | 11.3538 | 4.8523 | -21.0357 | - | 2.7005 | 2.68 | 4.5522 | 11.6765 | 4.9327 | -13.2697 | -
| 21 | 19 |  |  |  |  | 0 | 3 | 2 | 1 | 1 | 3211 | 7 | 12 | 3 | 3 | 2 | o | 16 | 0 | 1 | 13.7233 | 91.6836 | 33.1971 | 83.2536 |  | 14.2699 |  |  |  | 2 | 16 | 29.62 |  | 100.8776 | 3.931 |  | 64.8214 | 60952.8615 | 6.6407 | 38.0212 | 16.064 | 36.9201 |  | 6.2651 |  |  |  | 2 | 18 | 32.6248 |  | 91.7217 | 0.27795 |  | 40.3333 | 266180.2412 | 8.2467 | 13.0121 | 5.7074 | 11.3538 | 0.57087 | -21.0357 | - | 6.7182 | 8.5381 | 9.2876 | 11.6765 | 0.435 | -13.2697 | -
| 22 | 21 |  |  |  |  | 1 | 3 | 2 | 1 | 2 | 3212 | 7 | 12 | 4 | 4 | 2 | o | 22 | 1 | 0 | 13.7233 | 91.6836 | 33.1971 | 83.2536 |  | 14.2699 | 15.6738 | 10.8471 |  | 2 | 16 | 29.62 |  | 114.9382 | 3.931 | 17.4162 |  | 59997.532 | 6.6407 | 38.0212 | 16.064 | 36.9201 |  | 6.2651 | 15.6802 | 7.7259 |  | 2 | 18 | 32.6248 |  | 90.492 | 0.27795 | 22.2907 |  | 270272.6245 | 6.5074 | 12.8847 | 2.5484 | 11.3538 | 5.0288 | 0 | - | 4.747 | 8.4505 | 4.3309 | 11.6765 | 4.9915 | 0 | -
| 23 | 29 |  |  |  |  | 1 | 4 | 2 | 1 | 2 | 4212 | 7 | 12 | 4 | 4 | 2 | o | 22 | 1 | 1 | 19.7456 | 102.4491 | 37.4246 | 83.2536 |  | 14.2699 | 15.6738 | 10.8471 |  | 2 | 16 | 29.62 |  | 114.9382 | 3.931 | 17.4162 | 64.8214 | 72014.6745 | 9.5549 | 42.4856 | 18.1097 | 36.9201 |  | 6.2651 | 15.6802 | 7.7259 |  | 2 | 18 | 32.6248 |  | 90.492 | 0.27795 | 22.2907 | 40.3333 | 319532.6992 | 5.3932 | 12.8618 | 2.5946 | 11.3538 | 5.023 | -21.0357 | - | 4.0103 | 8.4718 | 4.3862 | 11.6765 | 4.9895 | -13.2697 | -
| 24 | 32 |  |  |  |  | 0 | 4 | 3 | 2 | 1 | 4321 | 7 | 12 | 3 | 3 | 2 | o | 16 | 0 | 1 | 19.7456 | 102.4491 | 37.4246 | 91.0888 | 73.4157 | 33.7054 |  |  |  | 2 | 16 | 29.62 |  | 100.8776 | 3.931 |  | 64.8214 | 77991.0914 | 9.5549 | 42.4856 | 18.1097 | 40.3951 | 32.5577 | 14.7973 |  |  |  | 2 | 18 | 32.6248 |  | 91.7217 | 0.27795 |  | 40.3333 | 319629.5363 | 4.6265 | 5.1072 | 5.9246 | 11.3538 | 0.39373 | -21.0357 | - | 4.4746 | 2.7503 | 9.6647 | 11.6765 | 0.37542 | -13.2697 | -
| 25 | 25 |  |  |  |  | 1 | 3 | 3 | 1 | 2 | 3312 | 9 | 20 | 4 | 4 | 2 | o | 24 | 1 | 1 | 13.7233 | 91.6836 | 33.1971 | 91.0888 |  | 14.2699 | 15.6738 | 10.8471 |  | 2 | 16 | 31.6957 | 49.422 | 114.9382 | 3.931 | 17.4162 | 64.8214 | 77379.1406 | 6.6407 | 38.0212 | 16.064 | 40.3951 |  | 6.2651 | 15.6802 | 7.7259 |  | 2 | 18 | 6.5289 | 18.5109 | 90.492 | 0.27795 | 22.2907 | 40.3333 | 306133.7003 | 10.7704 | 14.0829 | 6.3314 | 11.3538 | 5.0443 | -21.0357 | - | 8.127 | 9.1206 | 10.1916 | 11.6765 | 4.9962 | -13.2697 | -
| 26 | 24 |  |  |  |  | 0 | 3 | 3 | 2 | 1 | 3321 | 9 | 20 | 4 | 4 | 2 | o | 24 | 1 | 0 | 13.7233 | 91.6836 | 33.1971 | 91.0888 | 73.4157 | 33.7054 |  |  |  | 2 | 16 | 31.6957 | 49.422 | 114.9382 | 3.931 | 17.4162 |  | 77590.3781 | 6.6407 | 38.0212 | 16.064 | 40.3951 | 32.5577 | 14.7973 |  |  |  | 2 | 18 | 6.5289 | 18.5109 | 90.492 | 0.27795 | 22.2907 |  | 283710.6892 | 14.9705 | 5.0312 | 6.3314 | 11.3538 | 0.40079 | 0 | - | 12.8022 | 2.8303 | 10.1916 | 11.6765 | 0.3786 | 0 | -
| 27 | 32 |  |  |  |  | 0 | 4 | 3 | 2 | 1 | 4321 | 7 | 12 | 3 | 3 | 2 | o | 16 | 0 | 1 | 19.7456 | 102.4491 | 37.4246 | 91.0888 | 73.4157 | 33.7054 |  |  |  | 2 | 16 | 29.62 |  | 100.8776 | 3.931 |  | 64.8214 | 77991.0914 | 9.5549 | 42.4856 | 18.1097 | 40.3951 | 32.5577 | 14.7973 |  |  |  | 2 | 18 | 32.6248 |  | 91.7217 | 0.27795 |  | 40.3333 | 319629.5363 | 4.6265 | 5.1072 | 5.9246 | 11.3538 | 0.39373 | -21.0357 | - | 4.4746 | 2.7503 | 9.6647 | 11.6765 | 0.37542 | -13.2697 | -
| 28 | 32 |  |  |  |  | 0 | 4 | 3 | 2 | 1 | 4321 | 7 | 12 | 3 | 3 | 2 | o | 22 | 1 | 1 | 19.7456 | 102.4491 | 37.4246 | 91.0888 | 73.4157 | 33.7054 |  |  |  | 2 | 16 | 29.62 |  | 100.8776 | 3.931 | 17.4162 | 64.8214 | 80429.3531 | 9.5549 | 42.4856 | 18.1097 | 40.3951 | 32.5577 | 14.7973 |  |  |  | 2 | 18 | 32.6248 |  | 91.7217 | 0.27795 | 22.2907 | 40.3333 | 341697.3004 | 4.6265 | 5.1072 | 2.5941 | 11.3538 | 0.39373 | -21.0357 | - | 4.4746 | 2.7503 | 4.4111 | 11.6765 | 0.37542 | -13.2697 | -
| Energy efficiency measure or package of measures - RESIDENTIAL | [20 empty] | INVESTMENT COST [€/m2] | [35 empty] | (NET) PRIMARY ENERGY [kWh/m2]
Year | Nº |  | Code variant | [18 empty] | Codes Cost database(*) | [16 empty] | SFH | Codes Cost database | [16 empty] | AB | [6 empty] | SFH | [6 empty] | AB
|  | Variant E+ | e | w | c | L | HR | E | W | C | HR |  | HE | CO | HE-E | CO-E | C | L | DHW | RES-ST | RES-PV | R | W | B | Win | NC | SS | HR I | HR II | L | - | - | HE | CO | E | Control | DHW-ST | PV | 140 | R | W | B | Win | NC | SS | HR I | HR II | L | - | - | HE | CO | E | Control | DHW-ST | PV | 990 | H | C | DHW | L | AUX | RES-E | 140 | H | C | DHW | L | AUX | RES-E | 990
2020 | 1 | 1 | - | o | o | o | 0 | 1 | 1 | 1 | 1 | 1111 | 2 | 11 | 2 | 3 | 1 | o | 14 | 0 | 0 | 1 | 23 | 0 | 80 | 0 | 102 | 0 | 0 | 0 | - | - | 145 | 139 | 152 | 160 | 0 | 0 | 212.3895 | 1 | 23 | 0 | 81 | 0 | 103 | 0 | 0 | 0 | - | - | 146 | 140 | 153 | 160 | 0 | 0 | 109.4207 | 104.7968 | 31.1283 | 18.075 | 20.4368 | 1.2874 | 0 | 175.7243 | 70.544 | 16.4853 | 27.9125 | 21.0176 | 0.89449 | 0 | 136.8539
| 2 | 9 | o- | o+ | o | o | 0 | 2 | 2 | 1 | 1 | 2211 | 9 | 11 | 2 | 3 | 1 | o | 18 | 0 | 0 | 9 | 31 | 63 | 88 | 0 | 102 | 0 | 0 | 0 | - | - | 136 | 139 | 152 | 160 | 0 | 0 | 310.7868 | 9 | 31 | 63 | 89 | 0 | 103 | 0 | 0 | 0 | - | - | 138 | 140 | 153 | 160 | 0 | 0 | 147.6277 | 39.8332 | 26.9002 | 17.352 | 20.4368 | 1.0514 | 0 | 105.5736 | 29.202 | 15.7166 | 26.796 | 21.0176 | 0.79297 | 0 | 93.5251
| 3 | 19 | o | o+ | o | o | 0 | 3 | 2 | 1 | 1 | 3211 | 9 | 11 | 2 | 3 | 1 | o | 18 | 0 | 0 | 11 | 33 | 65 | 88 | 0 | 102 | 0 | 0 | 0 | - | - | 136 | 139 | 152 | 160 | 0 | 0 | 328.7865 | 11 | 33 | 65 | 89 | 0 | 103 | 0 | 0 | 0 | - | - | 138 | 140 | 153 | 160 | 0 | 0 | 156.5388 | 29.1852 | 26.7979 | 17.352 | 20.4368 | 1.0276 | 0 | 94.7995 | 22.5625 | 15.813 | 26.796 | 21.0176 | 0.78299 | 0 | 86.9721
| 4 | 28 | o+ | o+ | + | o | 0 | 4 | 2 | 2 | 1 | 4221 | 8 | 13 | 1 | 1 | 2 | o | 17 | 0 | 0 | 13 | 35 | 67 | 88 | 116 | 108 | 0 | 0 | 0 | - | - | 133 | 0 | 148 | 162 | 0 | 0 | 635.0161 | 13 | 35 | 67 | 89 | 117 | 109 | 0 | 0 | 0 | - | - | 134 | 0 | 149 | 162 | 0 | 0 | 443.7205 | 9.5975 | 6.1802 | 8.2307 | 20.4368 | 0.72555 | 0 | 45.1708 | 7.4209 | 3.5397 | 12.2403 | 21.0176 | 0.68486 | 0 | 44.9034
| 5 | 32 | o+ | + | + | o | 0 | 4 | 3 | 2 | 1 | 4321 | 8 | 13 | 1 | 1 | 2 | o | 17 | 0 | 0 | 13 | 35 | 67 | 90 | 116 | 108 | 0 | 0 | 0 | - | - | 133 | 0 | 148 | 162 | 0 | 0 | 642.6863 | 13 | 35 | 67 | 91 | 117 | 109 | 0 | 0 | 0 | - | - | 134 | 0 | 149 | 162 | 0 | 0 | 447.1223 | 6.3603 | 6.8241 | 8.4021 | 20.4368 | 0.70871 | 0 | 42.7321 | 5.6198 | 3.5683 | 12.5216 | 21.0176 | 0.67576 | 0 | 43.4031
| 6 | 34 | o+ | + | + | o | 1 | 4 | 3 | 2 | 2 | 4322 | 8 | 13 | 1 | 1 | 2 | o | 17 | 0 | 0 | 13 | 35 | 67 | 90 | 116 | 108 | 169 | 167 | 0 | - | - | 133 | 0 | 148 | 162 | 0 | 0 | 668.9903 | 13 | 35 | 67 | 91 | 117 | 109 | 170 | 168 | 0 | - | - | 134 | 0 | 149 | 162 | 0 | 0 | 470.3738 | 4.6061 | 6.6984 | 8.6893 | 20.4368 | 8.7342 | 0 | 49.1648 | 3.4625 | 3.4552 | 12.7881 | 21.0176 | 8.8788 | 0 | 49.6023
| 7 | 9 | o- | o+ | o | o | 0 | 2 | 2 | 1 | 1 | 2211 | 7 | 12 | 1 | 1 | 2 | o | 16 | 0 | 0 | 9 | 31 | 63 | 88 | 0 | 102 | 0 | 0 | 0 | - | - | 127 | 0 | 148 | 162 | 0 | 0 | 496.5257 | 9 | 31 | 63 | 89 | 0 | 103 | 0 | 0 | 0 | - | - | 128 | 0 | 149 | 162 | 0 | 0 | 334.1577 | 19.2199 | 23.8113 | 10.0537 | 20.4368 | 1.0514 | 0 | 74.5732 | 14.951 | 16.0017 | 16.474 | 21.0176 | 0.79297 | 0 | 69.2372
| 8 | 19 | o | o+ | o | o | 0 | 3 | 2 | 1 | 1 | 3211 | 7 | 12 | 1 | 1 | 2 | o | 16 | 0 | 0 | 11 | 33 | 65 | 88 | 0 | 102 | 0 | 0 | 0 | - | - | 127 | 0 | 148 | 162 | 0 | 0 | 492.1427 | 11 | 33 | 65 | 89 | 0 | 103 | 0 | 0 | 0 | - | - | 128 | 0 | 149 | 162 | 0 | 0 | 343.0688 | 14.3897 | 23.6632 | 10.2733 | 20.4368 | 1.0276 | 0 | 69.7906 | 11.7226 | 15.527 | 16.7177 | 21.0176 | 0.78299 | 0 | 65.768
| 9 | 28 | o+ | o+ | + | o | 0 | 4 | 2 | 2 | 1 | 4221 | 7 | 12 | 1 | 1 | 2 | o | 16 | 0 | 0 | 13 | 35 | 67 | 88 | 116 | 108 | 0 | 0 | 0 | - | - | 127 | 0 | 148 | 162 | 0 | 0 | 604.8793 | 13 | 35 | 67 | 89 | 117 | 109 | 0 | 0 | 0 | - | - | 128 | 0 | 149 | 162 | 0 | 0 | 393.0763 | 12.1896 | 8.4672 | 10.4537 | 20.4368 | 0.72555 | 0 | 52.2729 | 10.2466 | 4.9728 | 16.9012 | 21.0176 | 0.68486 | 0 | 53.823
| 10 | 32 | o+ | + | + | o | 0 | 4 | 3 | 2 | 1 | 4321 | 7 | 12 | 1 | 1 | 2 | o | 16 | 0 | 0 | 13 | 35 | 67 | 90 | 116 | 108 | 0 | 0 | 0 | - | - | 127 | 0 | 148 | 162 | 0 | 0 | 612.5495 | 13 | 35 | 67 | 91 | 117 | 109 | 0 | 0 | 0 | - | - | 128 | 0 | 149 | 162 | 0 | 0 | 396.4781 | 8.0727 | 9.2877 | 10.6642 | 20.4368 | 0.70871 | 0 | 49.1702 | 7.8077 | 5.0015 | 17.3964 | 21.0176 | 0.67576 | 0 | 51.899
| 11 | 34 | o+ | + | + | o | 1 | 4 | 3 | 2 | 2 | 4322 | 7 | 12 | 1 | 1 | 2 | o | 16 | 0 | 0 | 13 | 35 | 67 | 90 | 116 | 108 | 169 | 167 | 0 | - | - | 127 | 0 | 148 | 162 | 0 | 0 | 638.8535 | 13 | 35 | 67 | 91 | 117 | 109 | 170 | 168 | 0 | - | - | 128 | 0 | 149 | 162 | 0 | 0 | 419.7297 | 5.8124 | 9.0789 | 10.965 | 20.4368 | 8.7342 | 0 | 55.0273 | 4.861 | 4.824 | 17.953 | 21.0176 | 8.8788 | 0 | 57.5343
| 12 | 19 | o | o+ | o | o | 0 | 3 | 2 | 1 | 1 | 3211 | 9 | 11 | 2 | 3 | 1 | o | 24 | 1 | 1 | 11 | 33 | 65 | 88 | 0 | 102 | 0 | 0 | 0 | - | - | 136 | 139 | 152 | 160 | 185 | 184 | 377.6373 | 11 | 33 | 65 | 89 | 0 | 103 | 0 | 0 | 0 | - | - | 138 | 140 | 153 | 160 | 186 | 184 | 197.9307 | 29.1852 | 26.7979 | 7.5977 | 20.4368 | 1.0276 | -37.8643 | 47.1809 | 22.5625 | 15.813 | 12.2299 | 21.0176 | 0.78299 | -23.8855 | 48.5206
| 13 | 28 | o+ | o+ | + | o | 0 | 4 | 2 | 2 | 1 | 4221 | 8 | 13 | 1 | 1 | 2 | o | 23 | 1 | 1 | 13 | 35 | 67 | 88 | 116 | 108 | 0 | 0 | 0 | - | - | 133 | 0 | 148 | 162 | 185 | 184 | 683.8669 | 13 | 35 | 67 | 89 | 117 | 109 | 0 | 0 | 0 | - | - | 134 | 0 | 149 | 162 | 186 | 184 | 485.1123 | 9.5975 | 6.1802 | 3.6039 | 20.4368 | 0.72555 | -37.8643 | 2.6797 | 7.4209 | 3.5397 | 5.5866 | 21.0176 | 0.68486 | -23.8855 | 14.3642
| 14 | 32 | o+ | + | + | o | 0 | 4 | 3 | 2 | 1 | 4321 | 8 | 13 | 1 | 1 | 2 | o | 23 | 1 | 1 | 13 | 35 | 67 | 90 | 116 | 108 | 0 | 0 | 0 | - | - | 133 | 0 | 148 | 162 | 185 | 184 | 691.5371 | 13 | 35 | 67 | 91 | 117 | 109 | 0 | 0 | 0 | - | - | 134 | 0 | 149 | 162 | 186 | 184 | 488.5141 | 6.3603 | 6.8241 | 3.6789 | 20.4368 | 0.70871 | -37.8643 | 0.14463 | 5.6198 | 3.5683 | 5.715 | 21.0176 | 0.67576 | -23.8855 | 12.7111
| 15 | 34 | o+ | + | + | o | 1 | 4 | 3 | 2 | 2 | 4322 | 8 | 13 | 1 | 1 | 2 | o | 23 | 1 | 1 | 13 | 35 | 67 | 90 | 116 | 108 | 169 | 167 | 0 | - | - | 133 | 0 | 148 | 162 | 185 | 184 | 717.8411 | 13 | 35 | 67 | 91 | 117 | 109 | 170 | 168 | 0 | - | - | 134 | 0 | 149 | 162 | 186 | 184 | 511.7657 | 4.6061 | 6.6984 | 3.8047 | 20.4368 | 8.7342 | -37.8643 | 6.4159 | 3.4625 | 3.4552 | 5.8366 | 21.0176 | 8.8788 | -23.8855 | 18.7653
| 16 | 9 | o- | o+ | o | o | 0 | 2 | 2 | 1 | 1 | 2211 | 7 | 12 | 1 | 1 | 2 | o | 22 | 1 | 1 | 9 | 31 | 63 | 88 | 0 | 102 | 0 | 0 | 0 | - | - | 127 | 0 | 148 | 162 | 185 | 184 | 545.3765 | 9 | 31 | 63 | 89 | 0 | 103 | 0 | 0 | 0 | - | - | 128 | 0 | 149 | 162 | 186 | 184 | 375.5495 | 19.2199 | 23.8113 | 4.4021 | 20.4368 | 1.0514 | -37.8643 | 31.0573 | 14.951 | 16.0017 | 7.5189 | 21.0176 | 0.79297 | -23.8855 | 36.3967
| 17 | 19 | o | o+ | o | o | 0 | 3 | 2 | 1 | 1 | 3211 | 7 | 12 | 1 | 1 | 2 | o | 22 | 1 | 1 | 11 | 33 | 65 | 88 | 0 | 102 | 0 | 0 | 0 | - | - | 127 | 0 | 148 | 162 | 185 | 184 | 540.9935 | 11 | 33 | 65 | 89 | 0 | 103 | 0 | 0 | 0 | - | - | 128 | 0 | 149 | 162 | 186 | 184 | 384.4606 | 14.3897 | 23.6632 | 4.4982 | 20.4368 | 1.0276 | -37.8643 | 26.1513 | 11.7226 | 15.527 | 7.6301 | 21.0176 | 0.78299 | -23.8855 | 32.7949
| 18 | 28 | o+ | o+ | + | o | 0 | 4 | 2 | 2 | 1 | 4221 | 7 | 12 | 1 | 1 | 2 | o | 22 | 1 | 1 | 13 | 35 | 67 | 88 | 116 | 108 | 0 | 0 | 0 | - | - | 127 | 0 | 148 | 162 | 185 | 184 | 653.7301 | 13 | 35 | 67 | 89 | 117 | 109 | 0 | 0 | 0 | - | - | 128 | 0 | 149 | 162 | 186 | 184 | 434.4682 | 12.1896 | 8.4672 | 4.5772 | 20.4368 | 0.72555 | -37.8643 | 8.5322 | 10.2466 | 4.9728 | 7.7138 | 21.0176 | 0.68486 | -23.8855 | 20.7502
| 19 | 32 | o+ | + | + | o | 0 | 4 | 3 | 2 | 1 | 4321 | 7 | 12 | 1 | 1 | 2 | o | 22 | 1 | 1 | 13 | 35 | 67 | 90 | 116 | 108 | 0 | 0 | 0 | - | - | 127 | 0 | 148 | 162 | 185 | 184 | 661.4003 | 13 | 35 | 67 | 91 | 117 | 109 | 0 | 0 | 0 | - | - | 128 | 0 | 149 | 162 | 186 | 184 | 437.87 | 8.0727 | 9.2877 | 4.6694 | 20.4368 | 0.70871 | -37.8643 | 5.3111 | 7.8077 | 5.0015 | 7.9399 | 21.0176 | 0.67576 | -23.8855 | 18.557
| 20 | 34 | o+ | + | + | o | 1 | 4 | 3 | 2 | 2 | 4322 | 7 | 12 | 1 | 1 | 2 | o | 22 | 1 | 1 | 13 | 35 | 67 | 90 | 116 | 108 | 169 | 167 | 0 | - | - | 127 | 0 | 148 | 162 | 185 | 184 | 687.7043 | 13 | 35 | 67 | 91 | 117 | 109 | 170 | 168 | 0 | - | - | 128 | 0 | 149 | 162 | 186 | 184 | 461.1215 | 5.8124 | 9.0789 | 4.8011 | 20.4368 | 8.7342 | -37.8643 | 10.9991 | 4.861 | 4.824 | 8.1939 | 21.0176 | 8.8788 | -23.8855 | 23.8898
| 21 | 19 |  |  |  |  | 0 | 3 | 2 | 1 | 1 | 3211 | 7 | 12 | 3 | 3 | 2 | o | 16 | 0 | 1 | 11 | 33 | 65 | 88 | 0 | 102 | 0 | 0 | 0 | - | - | 127 | 0 | 154 | 162 | 0 | 184 | 391.9072 | 11 | 33 | 65 | 89 | 0 | 103 | 0 | 0 | 0 | - | - | 128 | 0 | 155 | 162 | 0 | 184 | 242.7507 | 14.8441 | 23.4218 | 10.2733 | 20.4368 | 1.0276 | -37.8643 | 32.1393 | 12.0928 | 15.3685 | 16.7177 | 21.0176 | 0.78299 | -23.8855 | 42.0943
| 22 | 21 |  |  |  |  | 1 | 3 | 2 | 1 | 2 | 3212 | 7 | 12 | 4 | 4 | 2 | o | 22 | 1 | 0 | 11 | 33 | 65 | 88 | 0 | 102 | 169 | 167 | 0 | - | - | 127 | 0 | 156 | 162 | 185 | 0 | 416.8599 | 11 | 33 | 65 | 89 | 0 | 103 | 170 | 168 | 0 | - | - | 128 | 0 | 157 | 162 | 186 | 0 | 266.1788 | 11.7134 | 23.1924 | 4.5871 | 20.4368 | 9.0519 | 0 | 68.9817 | 8.5446 | 15.211 | 7.7956 | 21.0176 | 8.9848 | 0 | 61.5535
| 23 | 29 |  |  |  |  | 1 | 4 | 2 | 1 | 2 | 4212 | 7 | 12 | 4 | 4 | 2 | o | 22 | 1 | 1 | 13 | 35 | 67 | 88 | 0 | 102 | 169 | 167 | 0 | - | - | 127 | 0 | 156 | 162 | 185 | 184 | 468.8767 | 13 | 35 | 67 | 89 | 0 | 103 | 170 | 168 | 0 | - | - | 128 | 0 | 157 | 162 | 186 | 184 | 295.0892 | 9.7077 | 23.1512 | 4.6703 | 20.4368 | 9.0413 | -37.8643 | 29.1432 | 7.2185 | 15.2492 | 7.8951 | 21.0176 | 8.9811 | -23.8855 | 36.4762
| 24 | 32 |  |  |  |  | 0 | 4 | 3 | 2 | 1 | 4321 | 7 | 12 | 3 | 3 | 2 | o | 16 | 0 | 1 | 13 | 35 | 67 | 90 | 116 | 108 | 0 | 0 | 0 | - | - | 127 | 0 | 154 | 162 | 0 | 184 | 512.314 | 13 | 35 | 67 | 91 | 117 | 109 | 0 | 0 | 0 | - | - | 128 | 0 | 155 | 162 | 0 | 184 | 296.16 | 8.3277 | 9.1929 | 10.6642 | 20.4368 | 0.70871 | -37.8643 | 11.4661 | 8.0543 | 4.9505 | 17.3964 | 21.0176 | 0.67576 | -23.8855 | 28.2091
| 25 | 25 |  |  |  |  | 1 | 3 | 3 | 1 | 2 | 3312 | 9 | 20 | 4 | 4 | 2 | o | 24 | 1 | 1 | 11 | 33 | 65 | 90 | 0 | 102 | 169 | 167 | 0 | - | - | 136 | 142 | 156 | 162 | 185 | 184 | 509.735 | 11 | 33 | 65 | 91 | 0 | 103 | 170 | 168 | 0 | - | - | 138 | 143 | 157 | 162 | 186 | 184 | 283.7241 | 12.9245 | 25.3491 | 7.5977 | 20.4368 | 9.0797 | -37.8643 | 37.5236 | 9.7523 | 16.4171 | 12.2299 | 21.0176 | 8.9932 | -23.8855 | 44.5247
| 26 | 24 |  |  |  |  | 0 | 3 | 3 | 2 | 1 | 3321 | 9 | 20 | 4 | 4 | 2 | o | 24 | 1 | 0 | 11 | 33 | 65 | 90 | 116 | 108 | 0 | 0 | 0 | - | - | 136 | 142 | 156 | 162 | 185 | 0 | 544.1509 | 11 | 33 | 65 | 91 | 117 | 109 | 0 | 0 | 0 | - | - | 138 | 143 | 157 | 162 | 186 | 0 | 281.5696 | 17.9646 | 9.0562 | 7.5977 | 20.4368 | 0.72142 | 0 | 55.7768 | 15.3626 | 5.0946 | 12.2299 | 21.0176 | 0.68148 | 0 | 54.3863
| 27 | 32 |  |  |  |  | 0 | 4 | 3 | 2 | 1 | 4321 | 7 | 12 | 3 | 3 | 2 | o | 16 | 0 | 1 | 13 | 35 | 67 | 90 | 116 | 108 | 0 | 0 | 0 | - | - | 127 | 0 | 154 | 162 | 0 | 184 | 512.314 | 13 | 35 | 67 | 91 | 117 | 109 | 0 | 0 | 0 | - | - | 128 | 0 | 155 | 162 | 0 | 184 | 296.16 | 8.3277 | 9.1929 | 10.6642 | 20.4368 | 0.70871 | -37.8643 | 11.4661 | 8.0543 | 4.9505 | 17.3964 | 21.0176 | 0.67576 | -23.8855 | 28.2091
| 28 | 32 |  |  |  |  | 0 | 4 | 3 | 2 | 1 | 4321 | 7 | 12 | 3 | 3 | 2 | o | 22 | 1 | 1 | 13 | 35 | 67 | 90 | 116 | 108 | 0 | 0 | 0 | - | - | 127 | 0 | 154 | 162 | 185 | 184 | 529.0335 | 13 | 35 | 67 | 91 | 117 | 109 | 0 | 0 | 0 | - | - | 128 | 0 | 155 | 162 | 186 | 184 | 317.5591 | 8.3277 | 9.1929 | 4.6694 | 20.4368 | 0.70871 | -37.8643 | 5.4713 | 8.0543 | 4.9505 | 7.9399 | 21.0176 | 0.67576 | -23.8855 | 18.7526
[58 empty] | Energy use[kWh/m2y] - SFH | [6 empty] | Energy use[kWh/m2y] - AB
| Nº | Variant E+ | e | w | c | L | HR | E | W | C | HR |  | HE | CO | HE-E | CO-E | C | L | DHW | RES-ST | RES-PV | R | W | B | Win | NC | SS | HR I | HR II | L | Performance | HE Code | HE | CO | E | Control | DHW-ST | PV | Total SFH | Roof | Walls | Basement | Windows | NC | SS | Heat Recovery - grilles and ducts | Heat Recovery - unit | L |  |  | Heating Generation | CO | Emission | Control | Thermal Solar | PV | Total AB | H | C | DHW | L | AUX | RES-E | - | H | C | DHW | L | AUX | RES-E | -
2020 | 1 | 1 | - | o | o | o | 0 | 1 | 1 | 1 | 1 | 1111 | 2 | 11 | 2 | 3 | 1 | o | 14 | 0 | 0 | 24.7264 | 54.3684 |  | 25.621 |  | 14.2699 |  |  |  | 0 | 14 | 25.107 | 19.509 | 39.1793 | 9.6085 |  |  | 29734.5243 | 11.9651 | 22.5466 |  | 11.2484 |  | 6.2651 |  |  |  | 0 | 17 | 11.6948 | 8.716 | 35.6259 | 1.3588 |  |  | 108326.4478 | 104.7968 | 17.2935 | 18.075 | 11.3538 | 0.71521 | 0 | - | 70.544 | 9.1585 | 27.9125 | 11.6765 | 0.49694 | 0 | -
| 2 | 9 | o- | o+ | o | o | 0 | 2 | 2 | 1 | 1 | 2211 | 9 | 11 | 2 | 3 | 1 | o | 18 | 0 | 0 | 7.287 | 76.5755 | 27.4188 | 81.5009 |  | 14.2699 |  |  |  | 1 | 15 | 31.6957 | 23.2511 | 39.1793 | 9.6085 |  |  | 43510.1457 | 3.5262 | 31.7559 | 13.2679 | 36.1429 |  | 6.2651 |  |  |  | 1 | 18 | 6.5289 | 13.1561 | 35.6259 | 1.3588 |  |  | 146151.4345 | 33.1943 | 14.9446 | 14.46 | 11.3538 | 0.58411 | 0 | - | 24.335 | 8.7314 | 22.33 | 11.6765 | 0.44054 | 0 | -
| 3 | 19 | o | o+ | o | o | 0 | 3 | 2 | 1 | 1 | 3211 | 9 | 11 | 2 | 3 | 1 | o | 18 | 0 | 0 | 12.9855 | 86.7544 | 31.4123 | 81.5009 |  | 14.2699 |  |  |  | 2 | 16 | 31.6957 | 21.38 | 39.1793 | 9.6085 |  |  | 46030.1165 | 6.2837 | 35.9771 | 15.2003 | 36.1429 |  | 6.2651 |  |  |  | 2 | 18 | 6.5289 | 13.1561 | 35.6259 | 1.3588 |  |  | 154973.4225 | 24.321 | 14.8877 | 14.46 | 11.3538 | 0.57087 | 0 | - | 18.8021 | 8.785 | 22.33 | 11.6765 | 0.435 | 0 | -
| 4 | 28 | o+ | o+ | + | o | 0 | 4 | 2 | 2 | 1 | 4221 | 8 | 13 | 1 | 1 | 2 | o | 17 | 0 | 0 | 18.6841 | 96.9411 | 35.4126 | 81.5009 | 73.4157 | 33.7054 |  |  |  | 2 | 16 | 58.181 |  | 233.2445 | 3.931 |  |  | 88902.2507 | 9.0412 | 40.2015 | 17.1361 | 36.1429 | 32.5577 | 14.7973 |  |  |  | 2 | 18 | 81.5333 |  | 212.0326 | 0.27795 |  |  | 439283.2684 | 5.332 | 3.4334 | 4.5726 | 11.3538 | 0.40309 | 0 | - | 4.1227 | 1.9665 | 6.8002 | 11.6765 | 0.38048 | 0 | -
| 5 | 32 | o+ | + | + | o | 0 | 4 | 3 | 2 | 1 | 4321 | 8 | 13 | 1 | 1 | 2 | o | 17 | 0 | 0 | 18.6841 | 96.9411 | 35.4126 | 89.1711 | 73.4157 | 33.7054 |  |  |  | 2 | 16 | 58.181 |  | 233.2445 | 3.931 |  |  | 89976.0837 | 9.0412 | 40.2015 | 17.1361 | 39.5446 | 32.5577 | 14.7973 |  |  |  | 2 | 18 | 81.5333 |  | 212.0326 | 0.27795 |  |  | 442651.0334 | 3.5335 | 3.7912 | 4.6679 | 11.3538 | 0.39373 | 0 | - | 3.1221 | 1.9824 | 6.9565 | 11.6765 | 0.37542 | 0 | -
| 6 | 34 | o+ | + | + | o | 1 | 4 | 3 | 2 | 2 | 4322 | 8 | 13 | 1 | 1 | 2 | o | 17 | 0 | 0 | 18.6841 | 96.9411 | 35.4126 | 89.1711 | 73.4157 | 33.7054 | 15.6738 | 10.6301 |  | 2 | 16 | 58.181 |  | 233.2445 | 3.931 |  |  | 93658.6356 | 9.0412 | 40.2015 | 17.1361 | 39.5446 | 32.5577 | 14.7973 | 15.6802 | 7.5714 |  | 2 | 18 | 81.5333 |  | 212.0326 | 0.27795 |  |  | 465670.1012 | 2.5589 | 3.7213 | 4.8274 | 11.3538 | 4.8523 | 0 | - | 1.9236 | 1.9196 | 7.1045 | 11.6765 | 4.9327 | 0 | -
| 7 | 9 | o- | o+ | o | o | 0 | 2 | 2 | 1 | 1 | 2211 | 7 | 12 | 1 | 1 | 2 | o | 16 | 0 | 0 | 7.287 | 76.5755 | 27.4188 | 81.5009 |  | 14.2699 |  |  |  | 1 | 15 | 52.298 |  | 233.2445 | 3.931 |  |  | 69513.5992 | 3.5262 | 31.7559 | 13.2679 | 36.1429 |  | 6.2651 |  |  |  | 1 | 18 | 30.8891 |  | 212.0326 | 0.27795 |  |  | 330816.0833 | 10.6777 | 13.2285 | 5.5854 | 11.3538 | 0.58411 | 0 | - | 8.3061 | 8.8898 | 9.1522 | 11.6765 | 0.44054 | 0 | -
| 8 | 19 | o | o+ | o | o | 0 | 3 | 2 | 1 | 1 | 3211 | 7 | 12 | 1 | 1 | 2 | o | 16 | 0 | 0 | 12.9855 | 86.7544 | 31.4123 | 81.5009 |  | 14.2699 |  |  |  | 2 | 16 | 28.0442 |  | 233.2445 | 3.931 |  |  | 68899.9761 | 6.2837 | 35.9771 | 15.2003 | 36.1429 |  | 6.2651 |  |  |  | 2 | 18 | 30.8891 |  | 212.0326 | 0.27795 |  |  | 339638.0712 | 7.9943 | 13.1462 | 5.7074 | 11.3538 | 0.57087 | 0 | - | 6.5126 | 8.6261 | 9.2876 | 11.6765 | 0.435 | 0 | -
| 9 | 28 | o+ | o+ | + | o | 0 | 4 | 2 | 2 | 1 | 4221 | 7 | 12 | 1 | 1 | 2 | o | 16 | 0 | 0 | 18.6841 | 96.9411 | 35.4126 | 81.5009 | 73.4157 | 33.7054 |  |  |  | 2 | 16 | 28.0442 |  | 233.2445 | 3.931 |  |  | 84683.0998 | 9.0412 | 40.2015 | 17.1361 | 36.1429 | 32.5577 | 14.7973 |  |  |  | 2 | 18 | 30.8891 |  | 212.0326 | 0.27795 |  |  | 389145.5582 | 6.772 | 4.704 | 5.8076 | 11.3538 | 0.40309 | 0 | - | 5.6925 | 2.7627 | 9.3895 | 11.6765 | 0.38048 | 0 | -
| 10 | 32 | o+ | + | + | o | 0 | 4 | 3 | 2 | 1 | 4321 | 7 | 12 | 1 | 1 | 2 | o | 16 | 0 | 0 | 18.6841 | 96.9411 | 35.4126 | 89.1711 | 73.4157 | 33.7054 |  |  |  | 2 | 16 | 28.0442 |  | 233.2445 | 3.931 |  |  | 85756.9328 | 9.0412 | 40.2015 | 17.1361 | 39.5446 | 32.5577 | 14.7973 |  |  |  | 2 | 18 | 30.8891 |  | 212.0326 | 0.27795 |  |  | 392513.3231 | 4.4849 | 5.1598 | 5.9246 | 11.3538 | 0.39373 | 0 | - | 4.3376 | 2.7786 | 9.6647 | 11.6765 | 0.37542 | 0 | -
| 11 | 34 | o+ | + | + | o | 1 | 4 | 3 | 2 | 2 | 4322 | 7 | 12 | 1 | 1 | 2 | o | 16 | 0 | 0 | 18.6841 | 96.9411 | 35.4126 | 89.1711 | 73.4157 | 33.7054 | 15.6738 | 10.6301 |  | 2 | 16 | 28.0442 |  | 233.2445 | 3.931 |  |  | 89439.4847 | 9.0412 | 40.2015 | 17.1361 | 39.5446 | 32.5577 | 14.7973 | 15.6802 | 7.5714 |  | 2 | 18 | 30.8891 |  | 212.0326 | 0.27795 |  |  | 415532.391 | 3.2291 | 5.0438 | 6.0916 | 11.3538 | 4.8523 | 0 | - | 2.7005 | 2.68 | 9.9739 | 11.6765 | 4.9327 | 0 | -
| 12 | 19 | o | o+ | o | o | 0 | 3 | 2 | 1 | 1 | 3211 | 9 | 11 | 2 | 3 | 1 | o | 24 | 1 | 1 | 12.9855 | 86.7544 | 31.4123 | 81.5009 |  | 14.2699 |  |  |  | 2 | 16 | 31.6957 | 21.38 | 39.1793 | 9.6085 | 16.7195 | 32.1313 | 52869.2287 | 6.2837 | 35.9771 | 15.2003 | 36.1429 |  | 6.2651 |  |  |  | 2 | 18 | 6.5289 | 13.1561 | 35.6259 | 1.3588 | 21.399 | 19.9928 | 195951.3524 | 24.321 | 14.8877 | 6.3314 | 11.3538 | 0.57087 | -21.0357 | - | 18.8021 | 8.785 | 10.1916 | 11.6765 | 0.435 | -13.2697 | -
| 13 | 28 | o+ | o+ | + | o | 0 | 4 | 2 | 2 | 1 | 4221 | 8 | 13 | 1 | 1 | 2 | o | 23 | 1 | 1 | 18.6841 | 96.9411 | 35.4126 | 81.5009 | 73.4157 | 33.7054 |  |  |  | 2 | 16 | 58.181 |  | 233.2445 | 3.931 | 16.7195 | 32.1313 | 95741.3629 | 9.0412 | 40.2015 | 17.1361 | 36.1429 | 32.5577 | 14.7973 |  |  |  | 2 | 18 | 81.5333 |  | 212.0326 | 0.27795 | 21.399 | 19.9928 | 480261.1984 | 5.332 | 3.4334 | 2.0022 | 11.3538 | 0.40309 | -21.0357 | - | 4.1227 | 1.9665 | 3.1037 | 11.6765 | 0.38048 | -13.2697 | -
| 14 | 32 | o+ | + | + | o | 0 | 4 | 3 | 2 | 1 | 4321 | 8 | 13 | 1 | 1 | 2 | o | 23 | 1 | 1 | 18.6841 | 96.9411 | 35.4126 | 89.1711 | 73.4157 | 33.7054 |  |  |  | 2 | 16 | 58.181 |  | 233.2445 | 3.931 | 16.7195 | 32.1313 | 96815.1959 | 9.0412 | 40.2015 | 17.1361 | 39.5446 | 32.5577 | 14.7973 |  |  |  | 2 | 18 | 81.5333 |  | 212.0326 | 0.27795 | 21.399 | 19.9928 | 483628.9633 | 3.5335 | 3.7912 | 2.0439 | 11.3538 | 0.39373 | -21.0357 | - | 3.1221 | 1.9824 | 3.175 | 11.6765 | 0.37542 | -13.2697 | -
| 15 | 34 | o+ | + | + | o | 1 | 4 | 3 | 2 | 2 | 4322 | 8 | 13 | 1 | 1 | 2 | o | 23 | 1 | 1 | 18.6841 | 96.9411 | 35.4126 | 89.1711 | 73.4157 | 33.7054 | 15.6738 | 10.6301 |  | 2 | 16 | 58.181 |  | 233.2445 | 3.931 | 16.7195 | 32.1313 | 100497.7478 | 9.0412 | 40.2015 | 17.1361 | 39.5446 | 32.5577 | 14.7973 | 15.6802 | 7.5714 |  | 2 | 18 | 81.5333 |  | 212.0326 | 0.27795 | 21.399 | 19.9928 | 506648.0311 | 2.5589 | 3.7213 | 2.1137 | 11.3538 | 4.8523 | -21.0357 | - | 1.9236 | 1.9196 | 3.2426 | 11.6765 | 4.9327 | -13.2697 | -
| 16 | 9 | o- | o+ | o | o | 0 | 2 | 2 | 1 | 1 | 2211 | 7 | 12 | 1 | 1 | 2 | o | 22 | 1 | 1 | 7.287 | 76.5755 | 27.4188 | 81.5009 |  | 14.2699 |  |  |  | 1 | 15 | 52.298 |  | 233.2445 | 3.931 | 16.7195 | 32.1313 | 76352.7114 | 3.5262 | 31.7559 | 13.2679 | 36.1429 |  | 6.2651 |  |  |  | 1 | 18 | 30.8891 |  | 212.0326 | 0.27795 | 21.399 | 19.9928 | 371794.0132 | 10.6777 | 13.2285 | 2.4456 | 11.3538 | 0.58411 | -21.0357 | - | 8.3061 | 8.8898 | 4.1771 | 11.6765 | 0.44054 | -13.2697 | -
| 17 | 19 | o | o+ | o | o | 0 | 3 | 2 | 1 | 1 | 3211 | 7 | 12 | 1 | 1 | 2 | o | 22 | 1 | 1 | 12.9855 | 86.7544 | 31.4123 | 81.5009 |  | 14.2699 |  |  |  | 2 | 16 | 28.0442 |  | 233.2445 | 3.931 | 16.7195 | 32.1313 | 75739.0883 | 6.2837 | 35.9771 | 15.2003 | 36.1429 |  | 6.2651 |  |  |  | 2 | 18 | 30.8891 |  | 212.0326 | 0.27795 | 21.399 | 19.9928 | 380616.0012 | 7.9943 | 13.1462 | 2.499 | 11.3538 | 0.57087 | -21.0357 | - | 6.5126 | 8.6261 | 4.239 | 11.6765 | 0.435 | -13.2697 | -
| 18 | 28 | o+ | o+ | + | o | 0 | 4 | 2 | 2 | 1 | 4221 | 7 | 12 | 1 | 1 | 2 | o | 22 | 1 | 1 | 18.6841 | 96.9411 | 35.4126 | 81.5009 | 73.4157 | 33.7054 |  |  |  | 2 | 16 | 28.0442 |  | 233.2445 | 3.931 | 16.7195 | 32.1313 | 91522.212 | 9.0412 | 40.2015 | 17.1361 | 36.1429 | 32.5577 | 14.7973 |  |  |  | 2 | 18 | 30.8891 |  | 212.0326 | 0.27795 | 21.399 | 19.9928 | 430123.4882 | 6.772 | 4.704 | 2.5429 | 11.3538 | 0.40309 | -21.0357 | - | 5.6925 | 2.7627 | 4.2855 | 11.6765 | 0.38048 | -13.2697 | -
| 19 | 32 | o+ | + | + | o | 0 | 4 | 3 | 2 | 1 | 4321 | 7 | 12 | 1 | 1 | 2 | o | 22 | 1 | 1 | 18.6841 | 96.9411 | 35.4126 | 89.1711 | 73.4157 | 33.7054 |  |  |  | 2 | 16 | 28.0442 |  | 233.2445 | 3.931 | 16.7195 | 32.1313 | 92596.0451 | 9.0412 | 40.2015 | 17.1361 | 39.5446 | 32.5577 | 14.7973 |  |  |  | 2 | 18 | 30.8891 |  | 212.0326 | 0.27795 | 21.399 | 19.9928 | 433491.2531 | 4.4849 | 5.1598 | 2.5941 | 11.3538 | 0.39373 | -21.0357 | - | 4.3376 | 2.7786 | 4.4111 | 11.6765 | 0.37542 | -13.2697 | -
| 20 | 34 | o+ | + | + | o | 1 | 4 | 3 | 2 | 2 | 4322 | 7 | 12 | 1 | 1 | 2 | o | 22 | 1 | 1 | 18.6841 | 96.9411 | 35.4126 | 89.1711 | 73.4157 | 33.7054 | 15.6738 | 10.6301 |  | 2 | 16 | 28.0442 |  | 233.2445 | 3.931 | 16.7195 | 32.1313 | 96278.5969 | 9.0412 | 40.2015 | 17.1361 | 39.5446 | 32.5577 | 14.7973 | 15.6802 | 7.5714 |  | 2 | 18 | 30.8891 |  | 212.0326 | 0.27795 | 21.399 | 19.9928 | 456510.3209 | 3.2291 | 5.0438 | 2.6673 | 11.3538 | 4.8523 | -21.0357 | - | 2.7005 | 2.68 | 4.5522 | 11.6765 | 4.9327 | -13.2697 | -
| 21 | 19 |  |  |  |  | 0 | 3 | 2 | 1 | 1 | 3211 | 7 | 12 | 3 | 3 | 2 | o | 16 | 0 | 1 | 12.9855 | 86.7544 | 31.4123 | 81.5009 |  | 14.2699 |  |  |  | 2 | 16 | 28.0442 |  | 100.8776 | 3.931 |  | 32.1313 | 54867.0031 | 6.2837 | 35.9771 | 15.2003 | 36.1429 |  | 6.2651 |  |  |  | 2 | 18 | 30.8891 |  | 91.7217 | 0.27795 |  | 19.9928 | 240323.1794 | 8.2467 | 13.0121 | 5.7074 | 11.3538 | 0.57087 | -21.0357 | - | 6.7182 | 8.5381 | 9.2876 | 11.6765 | 0.435 | -13.2697 | -
| 22 | 21 |  |  |  |  | 1 | 3 | 2 | 1 | 2 | 3212 | 7 | 12 | 4 | 4 | 2 | o | 22 | 1 | 0 | 12.9855 | 86.7544 | 31.4123 | 81.5009 |  | 14.2699 | 15.6738 | 10.6301 |  | 2 | 16 | 28.0442 |  | 114.9382 | 3.931 | 16.7195 |  | 58360.3851 | 6.2837 | 35.9771 | 15.2003 | 36.1429 |  | 6.2651 | 15.6802 | 7.5714 |  | 2 | 18 | 30.8891 |  | 90.492 | 0.27795 | 21.399 |  | 263516.9788 | 6.5074 | 12.8847 | 2.5484 | 11.3538 | 5.0288 | 0 | - | 4.747 | 8.4505 | 4.3309 | 11.6765 | 4.9915 | 0 | -
| 23 | 29 |  |  |  |  | 1 | 4 | 2 | 1 | 2 | 4212 | 7 | 12 | 4 | 4 | 2 | o | 22 | 1 | 1 | 18.6841 | 96.9411 | 35.4126 | 81.5009 |  | 14.2699 | 15.6738 | 10.6301 |  | 2 | 16 | 28.0442 |  | 114.9382 | 3.931 | 16.7195 | 32.1313 | 65642.7339 | 9.0412 | 40.2015 | 17.1361 | 36.1429 |  | 6.2651 | 15.6802 | 7.5714 |  | 2 | 18 | 30.8891 |  | 90.492 | 0.27795 | 21.399 | 19.9928 | 292138.335 | 5.3932 | 12.8618 | 2.5946 | 11.3538 | 5.023 | -21.0357 | - | 4.0103 | 8.4718 | 4.3862 | 11.6765 | 4.9895 | -13.2697 | -
| 24 | 32 |  |  |  |  | 0 | 4 | 3 | 2 | 1 | 4321 | 7 | 12 | 3 | 3 | 2 | o | 16 | 0 | 1 | 18.6841 | 96.9411 | 35.4126 | 89.1711 | 73.4157 | 33.7054 |  |  |  | 2 | 16 | 28.0442 |  | 100.8776 | 3.931 |  | 32.1313 | 71723.9598 | 9.0412 | 40.2015 | 17.1361 | 39.5446 | 32.5577 | 14.7973 |  |  |  | 2 | 18 | 30.8891 |  | 91.7217 | 0.27795 |  | 19.9928 | 293198.4313 | 4.6265 | 5.1072 | 5.9246 | 11.3538 | 0.39373 | -21.0357 | - | 4.4746 | 2.7503 | 9.6647 | 11.6765 | 0.37542 | -13.2697 | -
| 25 | 25 |  |  |  |  | 1 | 3 | 3 | 1 | 2 | 3312 | 9 | 20 | 4 | 4 | 2 | o | 24 | 1 | 1 | 12.9855 | 86.7544 | 31.4123 | 89.1711 |  | 14.2699 | 15.6738 | 10.6301 |  | 2 | 16 | 31.6957 | 49.422 | 114.9382 | 3.931 | 16.7195 | 32.1313 | 71362.8965 | 6.2837 | 35.9771 | 15.2003 | 39.5446 |  | 6.2651 | 15.6802 | 7.5714 |  | 2 | 18 | 6.5289 | 18.5109 | 90.492 | 0.27795 | 21.399 | 19.9928 | 280886.8113 | 10.7704 | 14.0829 | 6.3314 | 11.3538 | 5.0443 | -21.0357 | - | 8.127 | 9.1206 | 10.1916 | 11.6765 | 4.9962 | -13.2697 | -
| 26 | 24 |  |  |  |  | 0 | 3 | 3 | 2 | 1 | 3321 | 9 | 20 | 4 | 4 | 2 | o | 24 | 1 | 0 | 12.9855 | 86.7544 | 31.4123 | 89.1711 | 73.4157 | 33.7054 |  |  |  | 2 | 16 | 31.6957 | 49.422 | 114.9382 | 3.931 | 16.7195 |  | 76181.1195 | 6.2837 | 35.9771 | 15.2003 | 39.5446 | 32.5577 | 14.7973 |  |  |  | 2 | 18 | 6.5289 | 18.5109 | 90.492 | 0.27795 | 21.399 |  | 278753.8743 | 14.9705 | 5.0312 | 6.3314 | 11.3538 | 0.40079 | 0 | - | 12.8022 | 2.8303 | 10.1916 | 11.6765 | 0.3786 | 0 | -
| 27 | 32 |  |  |  |  | 0 | 4 | 3 | 2 | 1 | 4321 | 7 | 12 | 3 | 3 | 2 | o | 16 | 0 | 1 | 18.6841 | 96.9411 | 35.4126 | 89.1711 | 73.4157 | 33.7054 |  |  |  | 2 | 16 | 28.0442 |  | 100.8776 | 3.931 |  | 32.1313 | 71723.9598 | 9.0412 | 40.2015 | 17.1361 | 39.5446 | 32.5577 | 14.7973 |  |  |  | 2 | 18 | 30.8891 |  | 91.7217 | 0.27795 |  | 19.9928 | 293198.4313 | 4.6265 | 5.1072 | 5.9246 | 11.3538 | 0.39373 | -21.0357 | - | 4.4746 | 2.7503 | 9.6647 | 11.6765 | 0.37542 | -13.2697 | -
| 28 | 32 |  |  |  |  | 0 | 4 | 3 | 2 | 1 | 4321 | 7 | 12 | 3 | 3 | 2 | o | 22 | 1 | 1 | 18.6841 | 96.9411 | 35.4126 | 89.1711 | 73.4157 | 33.7054 |  |  |  | 2 | 16 | 28.0442 |  | 100.8776 | 3.931 | 16.7195 | 32.1313 | 74064.691 | 9.0412 | 40.2015 | 17.1361 | 39.5446 | 32.5577 | 14.7973 |  |  |  | 2 | 18 | 30.8891 |  | 91.7217 | 0.27795 | 21.399 | 19.9928 | 314383.4849 | 4.6265 | 5.1072 | 2.5941 | 11.3538 | 0.39373 | -21.0357 | - | 4.4746 | 2.7503 | 4.4111 | 11.6765 | 0.37542 | -13.2697 | -

## RO_Bucharest
| CLIMATE ZONE | [20 empty] | RO_Bucharest
| Energy efficiency measure or package of measures - RESIDENTIAL | [20 empty] | INVESTMENT COST [€/m2] | [35 empty] | (NET) PRIMARY ENERGY [kWh/m2]
Year | Nº |  | Code variant | [18 empty] | Codes Cost database(*) | [16 empty] | SFH | Codes Cost database | [16 empty] | AB | [6 empty] | SFH | [6 empty] | AB
|  | Variant E+ | e | w | c | L | HR | E | W | C | HR |  | HE | CO | HE-E | CO-E | C | L | DHW | RES-ST | RES-PV | R | W | B | Win | NC | SS | HR I | HR II | L | - | - | HE | CO | E | Control | DHW-ST | PV | 140 | R | W | B | Win | NC | SS | HR I | HR II | L | - | - | HE | CO | E | Control | DHW-ST | PV | 990 | H | C | DHW | L | AUX | RES-E | 140 | H | C | DHW | L | AUX | RES-E | 990
2010 | 1 | 1 | - | o | o | o | 0 | 1 | 1 | 1 | 1 | 1111 | 2 | 11 | 2 | 3 | 1 | o | 14 | 0 | 0 | 1 | 23 | 0 | 80 | 0 | 102 | 0 | 0 | 0 | - | - | 145 | 139 | 152 | 160 | 0 | 0 | 83.8557 | 1 | 23 | 0 | 81 | 0 | 103 | 0 | 0 | 0 | - | - | 146 | 140 | 153 | 160 | 0 | 0 | 49.026 | 283.7364 | 31.9881 | 18.864 | 28.9522 | 2.4775 | 0 | 366.0181 | 187.8139 | 20.4808 | 29.124 | 29.775 | 1.656 | 0 | 268.8497
| 2 | 7 | o | o | o | o | 0 | 2 | 1 | 1 | 1 | 2111 | 9 | 11 | 2 | 3 | 1 | o | 18 | 0 | 0 | 13 | 33 | 63 | 80 | 0 | 102 | 0 | 0 | 0 | - | - | 136 | 139 | 152 | 160 | 0 | 0 | 109.1286 | 13 | 33 | 63 | 81 | 0 | 103 | 0 | 0 | 0 | - | - | 138 | 140 | 153 | 160 | 0 | 0 | 60.588 | 141.9839 | 24.7674 | 18.864 | 28.9522 | 1.6266 | 0 | 216.1941 | 112.6911 | 19.061 | 29.124 | 29.775 | 1.3131 | 0 | 191.9641
| 3 | 17 | o+ | o | o | o | 0 | 3 | 1 | 1 | 1 | 3111 | 9 | 11 | 2 | 3 | 1 | o | 18 | 0 | 0 | 15 | 35 | 65 | 80 | 0 | 102 | 0 | 0 | 0 | - | - | 136 | 139 | 152 | 160 | 0 | 0 | 123.6439 | 15 | 35 | 65 | 81 | 0 | 103 | 0 | 0 | 0 | - | - | 138 | 140 | 153 | 160 | 0 | 0 | 66.468 | 123.0005 | 24.5358 | 18.864 | 28.9522 | 1.5479 | 0 | 196.9005 | 102.9547 | 19.2981 | 29.124 | 29.775 | 1.2831 | 0 | 182.435
| 4 | 19 | o+ | o+ | o | o | 0 | 3 | 2 | 1 | 1 | 3211 | 8 | 13 | 1 | 1 | 1 | o | 17 | 0 | 0 | 15 | 35 | 65 | 90 | 0 | 102 | 0 | 0 | 0 | - | - | 133 | 0 | 148 | 160 | 0 | 0 | 284.5215 | 15 | 35 | 65 | 91 | 0 | 103 | 0 | 0 | 0 | - | - | 134 | 0 | 149 | 160 | 0 | 0 | 185.6473 | 50.3764 | 18.64 | 11.5483 | 28.9522 | 1.4914 | 0 | 111.0083 | 42.8016 | 14.9754 | 17.6794 | 29.775 | 1.2472 | 0 | 106.4786
| 5 | 31 | + | + | o | o | 0 | 4 | 3 | 1 | 1 | 4311 | 8 | 13 | 1 | 1 | 1 | o | 17 | 0 | 0 | 17 | 37 | 67 | 92 | 0 | 102 | 0 | 0 | 0 | - | - | 133 | 0 | 148 | 160 | 0 | 0 | 306.7518 | 17 | 37 | 67 | 93 | 0 | 103 | 0 | 0 | 0 | - | - | 134 | 0 | 149 | 160 | 0 | 0 | 198.5476 | 41.7913 | 16.8059 | 11.5801 | 28.9522 | 1.381 | 0 | 100.5105 | 37.0181 | 13.6518 | 17.7401 | 29.775 | 1.1784 | 0 | 99.3633
| 6 | 32 | + | + | + | o | 0 | 4 | 3 | 2 | 1 | 4321 | 8 | 13 | 1 | 1 | 1 | o | 17 | 0 | 0 | 17 | 37 | 67 | 92 | 116 | 108 | 0 | 0 | 0 | - | - | 133 | 0 | 148 | 160 | 0 | 0 | 365.085 | 17 | 37 | 67 | 93 | 117 | 109 | 0 | 0 | 0 | - | - | 134 | 0 | 149 | 160 | 0 | 0 | 250.3905 | 41.8213 | 4.1182 | 11.5886 | 28.9522 | 1.0729 | 0 | 87.5531 | 37.089 | 1.893 | 17.7711 | 29.775 | 0.95273 | 0 | 87.4808
| 7 | 33 | + | + | o | o | 1 | 4 | 3 | 1 | 2 | 4312 | 8 | 13 | 1 | 1 | 1 | o | 17 | 0 | 0 | 17 | 37 | 67 | 92 | 0 | 102 | 169 | 167 | 0 | - | - | 133 | 0 | 148 | 160 | 0 | 0 | 328.51 | 17 | 37 | 67 | 93 | 0 | 103 | 170 | 168 | 0 | - | - | 134 | 0 | 149 | 160 | 0 | 0 | 218.1335 | 29.6827 | 16.331 | 11.9926 | 28.9522 | 12.9518 | 0 | 99.9103 | 27.0283 | 13.2846 | 18.9073 | 29.775 | 12.3823 | 0 | 101.3775
| 8 | 34 | + | + | + | o | 1 | 4 | 3 | 2 | 2 | 4322 | 8 | 13 | 1 | 1 | 1 | o | 17 | 0 | 0 | 17 | 37 | 67 | 92 | 116 | 108 | 169 | 167 | 0 | - | - | 133 | 0 | 148 | 160 | 0 | 0 | 386.8433 | 17 | 37 | 67 | 93 | 117 | 109 | 170 | 168 | 0 | - | - | 134 | 0 | 149 | 160 | 0 | 0 | 269.9764 | 29.7127 | 3.8273 | 12.005 | 28.9522 | 12.6424 | 0 | 87.1396 | 27.1066 | 1.6075 | 18.9573 | 29.775 | 12.1565 | 0 | 89.6028
| 9 | 19 | o+ | o+ | o | o | 0 | 3 | 2 | 1 | 1 | 3211 | 6 | 11 | 1 | 3 | 1 | o | 15 | 0 | 0 | 15 | 35 | 65 | 90 | 0 | 102 | 0 | 0 | 0 | - | - | 121 | 139 | 148 | 160 | 0 | 0 | 211.0653 | 15 | 35 | 65 | 91 | 0 | 103 | 0 | 0 | 0 | - | - | 122 | 140 | 149 | 160 | 0 | 0 | 143.5406 | 69.2672 | 28.2101 | 16.5474 | 28.9522 | 1.4914 | 0 | 144.4683 | 59.3508 | 23.2012 | 25.5474 | 29.775 | 1.2472 | 0 | 139.1214
| 10 | 31 | + | + | o | o | 0 | 4 | 3 | 1 | 1 | 4311 | 6 | 11 | 1 | 3 | 1 | o | 15 | 0 | 0 | 17 | 37 | 67 | 92 | 0 | 102 | 0 | 0 | 0 | - | - | 121 | 139 | 148 | 160 | 0 | 0 | 233.2956 | 17 | 37 | 67 | 93 | 0 | 103 | 0 | 0 | 0 | - | - | 122 | 140 | 149 | 160 | 0 | 0 | 156.4409 | 57.3047 | 25.2421 | 16.5474 | 28.9522 | 1.381 | 0 | 129.4274 | 51.1554 | 20.8701 | 25.5474 | 29.775 | 1.1784 | 0 | 128.5262
| 11 | 33 | + | + | o | o | 1 | 4 | 3 | 1 | 2 | 4312 | 6 | 11 | 1 | 3 | 1 | o | 15 | 0 | 0 | 17 | 37 | 67 | 92 | 0 | 102 | 169 | 167 | 0 | - | - | 121 | 139 | 148 | 160 | 0 | 0 | 255.0538 | 17 | 37 | 67 | 93 | 0 | 103 | 170 | 168 | 0 | - | - | 122 | 140 | 149 | 160 | 0 | 0 | 176.0268 | 39.3014 | 24.4842 | 16.5474 | 28.9522 | 12.9518 | 0 | 122.2369 | 35.0447 | 20.1191 | 25.5474 | 29.775 | 12.3823 | 0 | 122.8685
| 12 | 17 | o+ | o | o | o | 0 | 3 | 1 | 1 | 1 | 3111 | 9 | 11 | 2 | 3 | 1 | o | 24 | 1 | 1 | 15 | 35 | 65 | 80 | 0 | 102 | 0 | 0 | 0 | - | - | 136 | 139 | 152 | 160 | 185 | 184 | 187.4216 | 15 | 35 | 65 | 81 | 0 | 103 | 0 | 0 | 0 | - | - | 138 | 140 | 153 | 160 | 186 | 184 | 111.4345 | 123.0005 | 24.5358 | 9.1611 | 28.9522 | 1.5479 | -52.53 | 134.6676 | 102.9547 | 19.2981 | 14.661 | 29.775 | 1.2831 | -32.9697 | 135.0022
| 13 | 19 | o+ | o+ | o | o | 0 | 3 | 2 | 1 | 1 | 3211 | 8 | 13 | 1 | 1 | 1 | o | 23 | 1 | 1 | 15 | 35 | 65 | 90 | 0 | 102 | 0 | 0 | 0 | - | - | 133 | 0 | 148 | 160 | 185 | 184 | 348.2991 | 15 | 35 | 65 | 91 | 0 | 103 | 0 | 0 | 0 | - | - | 134 | 0 | 149 | 160 | 186 | 184 | 230.6138 | 50.3764 | 18.64 | 5.6083 | 28.9522 | 1.4914 | -52.53 | 52.5383 | 42.8016 | 14.9754 | 8.8998 | 29.775 | 1.2472 | -32.9697 | 64.7293
| 14 | 31 | + | + | o | o | 0 | 4 | 3 | 1 | 1 | 4311 | 8 | 13 | 1 | 1 | 1 | o | 23 | 1 | 1 | 17 | 37 | 67 | 92 | 0 | 102 | 0 | 0 | 0 | - | - | 133 | 0 | 148 | 160 | 185 | 184 | 370.5294 | 17 | 37 | 67 | 93 | 0 | 103 | 0 | 0 | 0 | - | - | 134 | 0 | 149 | 160 | 186 | 184 | 243.5141 | 41.7913 | 16.8059 | 5.6238 | 28.9522 | 1.381 | -52.53 | 42.0242 | 37.0181 | 13.6518 | 8.9304 | 29.775 | 1.1784 | -32.9697 | 57.5839
| 15 | 32 | + | + | + | o | 0 | 4 | 3 | 2 | 1 | 4321 | 8 | 13 | 1 | 1 | 1 | o | 23 | 1 | 1 | 17 | 37 | 67 | 92 | 116 | 108 | 0 | 0 | 0 | - | - | 133 | 0 | 148 | 160 | 185 | 184 | 428.8627 | 17 | 37 | 67 | 93 | 117 | 109 | 0 | 0 | 0 | - | - | 134 | 0 | 149 | 160 | 186 | 184 | 295.357 | 41.8213 | 4.1182 | 5.6279 | 28.9522 | 1.0729 | -52.53 | 29.0624 | 37.089 | 1.893 | 8.946 | 29.775 | 0.95273 | -32.9697 | 45.6859
| 16 | 33 | + | + | o | o | 1 | 4 | 3 | 1 | 2 | 4312 | 8 | 13 | 1 | 1 | 1 | o | 23 | 1 | 1 | 17 | 37 | 67 | 92 | 0 | 102 | 169 | 167 | 0 | - | - | 133 | 0 | 148 | 160 | 185 | 184 | 392.2877 | 17 | 37 | 67 | 93 | 0 | 103 | 170 | 168 | 0 | - | - | 134 | 0 | 149 | 160 | 186 | 184 | 263.1 | 29.6827 | 16.331 | 5.8241 | 28.9522 | 12.9518 | -52.53 | 41.2118 | 27.0283 | 13.2846 | 9.5179 | 29.775 | 12.3823 | -32.9697 | 59.0184
| 17 | 34 | + | + | + | o | 1 | 4 | 3 | 2 | 2 | 4322 | 8 | 13 | 1 | 1 | 1 | o | 23 | 1 | 1 | 17 | 37 | 67 | 92 | 116 | 108 | 169 | 167 | 0 | - | - | 133 | 0 | 148 | 160 | 185 | 184 | 450.6209 | 17 | 37 | 67 | 93 | 117 | 109 | 170 | 168 | 0 | - | - | 134 | 0 | 149 | 160 | 186 | 184 | 314.9429 | 29.7127 | 3.8273 | 5.8301 | 28.9522 | 12.6424 | -52.53 | 28.4347 | 27.1066 | 1.6075 | 9.5431 | 29.775 | 12.1565 | -32.9697 | 47.2189
| 18 | 19 | o+ | o+ | o | o | 0 | 3 | 2 | 1 | 1 | 3211 | 6 | 11 | 1 | 3 | 1 | o | 21 | 1 | 1 | 15 | 35 | 65 | 90 | 0 | 102 | 0 | 0 | 0 | - | - | 121 | 139 | 148 | 160 | 185 | 184 | 274.843 | 15 | 35 | 65 | 91 | 0 | 103 | 0 | 0 | 0 | - | - | 122 | 140 | 149 | 160 | 186 | 184 | 188.5071 | 69.2672 | 28.2101 | 8.0361 | 28.9522 | 1.4914 | -52.53 | 83.427 | 59.3508 | 23.2012 | 12.8605 | 29.775 | 1.2472 | -32.9697 | 93.4648
| 19 | 31 | + | + | o | o | 0 | 4 | 3 | 1 | 1 | 4311 | 6 | 11 | 1 | 3 | 1 | o | 21 | 1 | 1 | 17 | 37 | 67 | 92 | 0 | 102 | 0 | 0 | 0 | - | - | 121 | 139 | 148 | 160 | 185 | 184 | 297.0732 | 17 | 37 | 67 | 93 | 0 | 103 | 0 | 0 | 0 | - | - | 122 | 140 | 149 | 160 | 186 | 184 | 201.4074 | 57.3047 | 25.2421 | 8.0361 | 28.9522 | 1.381 | -52.53 | 68.3861 | 51.1554 | 20.8701 | 12.8605 | 29.775 | 1.1784 | -32.9697 | 82.8697
| 20 | 33 | + | + | o | o | 1 | 4 | 3 | 1 | 2 | 4312 | 6 | 11 | 1 | 3 | 1 | o | 21 | 1 | 1 | 17 | 37 | 67 | 92 | 0 | 102 | 169 | 167 | 0 | - | - | 121 | 139 | 148 | 160 | 185 | 184 | 318.8315 | 17 | 37 | 67 | 93 | 0 | 103 | 170 | 168 | 0 | - | - | 122 | 140 | 149 | 160 | 186 | 184 | 220.9933 | 39.3014 | 24.4842 | 8.0361 | 28.9522 | 12.9518 | -52.53 | 61.1956 | 35.0447 | 20.1191 | 12.8605 | 29.775 | 12.3823 | -32.9697 | 77.212
| 21 | 23 |  |  |  |  | 0 | 3 | 3 | 1 | 1 | 3311 | 9 | 20 | 3 | 3 | 2 | o | 18 | 0 | 0 | 15 | 35 | 65 | 92 | 0 | 102 | 0 | 0 | 0 | - | - | 136 | 142 | 154 | 162 | 0 | 0 | 193.2546 | 15 | 35 | 65 | 93 | 0 | 103 | 0 | 0 | 0 | - | - | 138 | 143 | 155 | 162 | 0 | 0 | 119.8529 | 69.7509 | 21.587 | 18.864 | 28.9522 | 1.4112 | 0 | 140.5653 | 59.2912 | 18.4464 | 29.124 | 29.775 | 1.1849 | 0 | 137.8215
| 22 | 31 |  |  |  |  | 0 | 4 | 3 | 1 | 1 | 4311 | 9 | 20 | 3 | 3 | 2 | o | 18 | 0 | 1 | 17 | 37 | 67 | 92 | 0 | 102 | 0 | 0 | 0 | - | - | 136 | 142 | 154 | 162 | 0 | 184 | 262.6999 | 17 | 37 | 67 | 93 | 0 | 103 | 0 | 0 | 0 | - | - | 138 | 143 | 155 | 162 | 0 | 184 | 159.9114 | 61.6285 | 21.5567 | 18.864 | 28.9522 | 1.381 | -52.53 | 79.8524 | 55.0152 | 18.5618 | 29.124 | 29.775 | 1.1784 | -32.9697 | 100.6846
| 23 | 34 |  |  |  |  | 1 | 4 | 3 | 2 | 2 | 4322 | 5 | 20 | 3 | 3 | 2 | o | 21 | 1 | 1 | 17 | 37 | 67 | 92 | 116 | 108 | 169 | 167 | 0 | - | - | 121 | 142 | 154 | 162 | 185 | 184 | 360.9907 | 17 | 37 | 67 | 93 | 117 | 109 | 170 | 168 | 0 | - | - | 122 | 143 | 155 | 162 | 186 | 184 | 243.1764 | 36.3107 | 4.9007 | 8.0361 | 28.9522 | 12.6424 | -52.53 | 38.3121 | 32.387 | 2.2566 | 12.8605 | 29.775 | 12.1565 | -32.9697 | 56.4659
| 24 | 34 |  |  |  |  | 1 | 4 | 3 | 2 | 2 | 4322 | 8 | 13 | 3 | 3 | 2 | o | 23 | 1 | 1 | 17 | 37 | 67 | 92 | 116 | 108 | 169 | 167 | 0 | - | - | 133 | 0 | 154 | 162 | 185 | 184 | 403.4545 | 17 | 37 | 67 | 93 | 117 | 109 | 170 | 168 | 0 | - | - | 134 | 0 | 155 | 162 | 186 | 184 | 269.1048 | 26.8978 | 3.479 | 5.8301 | 28.9522 | 12.6424 | -52.53 | 25.2715 | 24.5386 | 1.4612 | 9.5431 | 29.775 | 12.1565 | -32.9697 | 44.5046
| 25 | 31 |  |  |  |  | 0 | 4 | 3 | 1 | 1 | 4311 | 5 | 20 | 3 | 3 | 2 | o | 21 | 1 | 0 | 17 | 37 | 67 | 92 | 0 | 102 | 0 | 0 | 0 | - | - | 121 | 142 | 154 | 162 | 185 | 0 | 225.9693 | 17 | 37 | 67 | 93 | 0 | 103 | 0 | 0 | 0 | - | - | 122 | 143 | 155 | 162 | 186 | 0 | 137.569 | 52.9455 | 21.5567 | 8.0361 | 28.9522 | 1.381 | 0 | 112.8714 | 47.2639 | 18.5618 | 12.8605 | 29.775 | 1.1784 | 0 | 109.6395
| 26 | 31 |  |  |  |  | 0 | 4 | 3 | 1 | 1 | 4311 | 5 | 20 | 3 | 3 | 2 | o | 21 | 1 | 1 | 17 | 37 | 67 | 92 | 0 | 102 | 0 | 0 | 0 | - | - | 121 | 142 | 154 | 162 | 185 | 184 | 280.8992 | 17 | 37 | 67 | 93 | 0 | 103 | 0 | 0 | 0 | - | - | 122 | 143 | 155 | 162 | 186 | 184 | 171.7476 | 52.9455 | 21.5567 | 8.0361 | 28.9522 | 1.381 | -52.53 | 60.3414 | 47.2639 | 18.5618 | 12.8605 | 29.775 | 1.1784 | -32.9697 | 76.6699
| 27 | 32 |  |  |  |  | 0 | 4 | 3 | 2 | 1 | 4321 | 5 | 20 | 3 | 3 | 2 | o | 21 | 1 | 1 | 17 | 37 | 67 | 92 | 116 | 108 | 0 | 0 | 0 | - | - | 121 | 142 | 154 | 162 | 185 | 184 | 339.2325 | 17 | 37 | 67 | 93 | 117 | 109 | 0 | 0 | 0 | - | - | 122 | 143 | 155 | 162 | 186 | 184 | 223.5905 | 52.9445 | 5.3679 | 8.0361 | 28.9522 | 1.0729 | -52.53 | 43.8435 | 47.2718 | 2.6951 | 12.8605 | 29.775 | 0.95273 | -32.9697 | 60.5854
[58 empty] | Energy use[kWh/m2y] - SFH | [6 empty] | Energy use[kWh/m2y] - AB
| Nº | Variant E+ | e | w | c | L | HR | E | W | C | HR |  | HE | CO | HE-E | CO-E | C | L | DHW | RES-ST | RES-PV | R | W | B | Win | NC | SS | HR I | HR II | L | Performance | HE Code | HE | CO | E | Control | DHW-ST | PV | Total SFH | Roof | Walls | Basement | Windows | NC | SS | Heat Recovery - grilles and ducts | Heat Recovery - unit | L |  |  | Heating Generation | CO | Emission | Control | Thermal Solar | PV | Total AB | H | C | DHW | L | AUX | RES-E | - | H | C | DHW | L | AUX | RES-E | -
2010 | 1 | 1 | - | o | o | o | 0 | 1 | 1 | 1 | 1 | 1111 | 2 | 11 | 2 | 3 | 1 | o | 14 | 0 | 0 | 13.8049 | 16.0734 |  | 3.6642 | [5 empty] | 0 | 86 | 17.504 |  | 28.865 | 3.9443 |  |  | 11739.8041 | 6.6802 | 5.2839 |  | 3.5102 | [5 empty] | 0 | 89 | 7.894 |  | 25.1 | 0.55778 |  |  | 48535.7823 | 236.447 | 12.5443 | 15.72 | 11.3538 | 0.97159 | 0 | - | 156.5116 | 8.0317 | 24.27 | 11.6765 | 0.6494 | 0 | -
| 2 | 7 | o | o | o | o | 0 | 2 | 1 | 1 | 1 | 2111 | 9 | 11 | 2 | 3 | 1 | o | 18 | 0 | 0 | 12.3791 | 42.0268 | 13.8568 | 3.6642 | [5 empty] | 1 | 87 | 4.3925 |  | 28.865 | 3.9443 |  |  | 15277.9985 | 5.9902 | 13.8156 | 6.7053 | 3.5102 | [5 empty] | 1 | 90 | 4.909 |  | 25.1 | 0.55778 |  |  | 59982.1628 | 118.3199 | 9.7127 | 15.72 | 11.3538 | 0.6379 | 0 | - | 93.9092 | 7.4749 | 24.27 | 11.6765 | 0.51494 | 0 | -
| 3 | 17 | o+ | o | o | o | 0 | 3 | 1 | 1 | 1 | 3111 | 9 | 11 | 2 | 3 | 1 | o | 18 | 0 | 0 | 14.9067 | 49.3999 | 18.4714 | 3.6642 | [5 empty] | 2 | 88 | 4.3925 |  | 28.865 | 3.9443 |  |  | 17310.1522 | 7.2133 | 16.2394 | 8.9383 | 3.5102 | [5 empty] | 1 | 90 | 4.909 |  | 25.1 | 0.55778 |  |  | 65803.2895 | 102.5005 | 9.6219 | 15.72 | 11.3538 | 0.60703 | 0 | - | 85.7956 | 7.5679 | 24.27 | 11.6765 | 0.50319 | 0 | -
| 4 | 19 | o+ | o+ | o | o | 0 | 3 | 2 | 1 | 1 | 3211 | 8 | 13 | 1 | 1 | 1 | o | 17 | 0 | 0 | 14.9067 | 49.3999 | 18.4714 | 37.2568 | [5 empty] | 2 | 88 | 87.2002 |  | 73.3422 | 3.9443 |  |  | 39833.0105 | 7.2133 | 16.2394 | 8.9383 | 34.2541 | [5 empty] | 2 | 91 | 48.0639 |  | 70.3804 | 0.55778 |  |  | 183790.8082 | 19.7555 | 7.3098 | 4.5287 | 11.3538 | 0.58487 | 0 | - | 16.7849 | 5.8727 | 6.9331 | 11.6765 | 0.48908 | 0 | -
| 5 | 31 | + | + | o | o | 0 | 4 | 3 | 1 | 1 | 4311 | 8 | 13 | 1 | 1 | 1 | o | 17 | 0 | 0 | 17.4344 | 56.7731 | 23.086 | 44.9717 | [5 empty] | 2 | 88 | 87.2002 |  | 73.3422 | 3.9443 |  |  | 42945.2453 | 8.4365 | 18.6632 | 11.1713 | 41.2745 | [5 empty] | 2 | 91 | 48.0639 |  | 70.3804 | 0.55778 |  |  | 196562.125 | 16.3888 | 6.5906 | 4.5412 | 11.3538 | 0.54156 | 0 | - | 14.5169 | 5.3536 | 6.9569 | 11.6765 | 0.46212 | 0 | -
| 6 | 32 | + | + | + | o | 0 | 4 | 3 | 2 | 1 | 4321 | 8 | 13 | 1 | 1 | 1 | o | 17 | 0 | 0 | 17.4344 | 56.7731 | 23.086 | 44.9717 | 38.9866 | 19.3467 |  |  |  | 2 | 88 | 87.2002 |  | 73.3422 | 3.9443 |  |  | 51111.9068 | 8.4365 | 18.6632 | 11.1713 | 41.2745 | 34.5619 | 17.281 |  |  |  | 2 | 91 | 48.0639 |  | 70.3804 | 0.55778 |  |  | 247886.605 | 16.4005 | 1.615 | 4.5446 | 11.3538 | 0.42073 | 0 | - | 14.5447 | 0.74235 | 6.9691 | 11.6765 | 0.37362 | 0 | -
| 7 | 33 | + | + | o | o | 1 | 4 | 3 | 1 | 2 | 4312 | 8 | 13 | 1 | 1 | 1 | o | 17 | 0 | 0 | 17.4344 | 56.7731 | 23.086 | 44.9717 |  |  | 10.1969 | 11.5614 |  | 2 | 88 | 87.2002 |  | 73.3422 | 3.9443 |  |  | 45991.4026 | 8.4365 | 18.6632 | 11.1713 | 41.2745 |  |  | 9.7302 | 9.8557 |  | 2 | 91 | 48.0639 |  | 70.3804 | 0.55778 |  |  | 215952.1762 | 11.6403 | 6.4043 | 4.703 | 11.3538 | 5.0791 | 0 | - | 10.5993 | 5.2096 | 7.4146 | 11.6765 | 4.8558 | 0 | -
| 8 | 34 | + | + | + | o | 1 | 4 | 3 | 2 | 2 | 4322 | 8 | 13 | 1 | 1 | 1 | o | 17 | 0 | 0 | 17.4344 | 56.7731 | 23.086 | 44.9717 | 38.9866 | 19.3467 | 10.1969 | 11.5614 |  | 2 | 88 | 87.2002 |  | 73.3422 | 3.9443 |  |  | 54158.0641 | 8.4365 | 18.6632 | 11.1713 | 41.2745 | 34.5619 | 17.281 | 9.7302 | 9.8557 |  | 2 | 91 | 48.0639 |  | 70.3804 | 0.55778 |  |  | 267276.6562 | 11.652 | 1.5009 | 4.7078 | 11.3538 | 4.9578 | 0 | - | 10.63 | 0.63038 | 7.4342 | 11.6765 | 4.7672 | 0 | -
| 9 | 19 | o+ | o+ | o | o | 0 | 3 | 2 | 1 | 1 | 3211 | 6 | 11 | 1 | 3 | 1 | o | 15 | 0 | 0 | 14.9067 | 49.3999 | 18.4714 | 37.2568 | [5 empty] | 2 | 88 | 13.744 |  | 73.3422 | 3.9443 |  |  | 29549.145 | 7.2133 | 16.2394 | 8.9383 | 34.2541 | [5 empty] | 2 | 91 | 5.9572 |  | 70.3804 | 0.55778 |  |  | 142105.1577 | 69.2672 | 11.0628 | 16.5474 | 11.3538 | 0.58487 | 0 | - | 59.3508 | 9.0985 | 25.5474 | 11.6765 | 0.48908 | 0 | -
| 10 | 31 | + | + | o | o | 0 | 4 | 3 | 1 | 1 | 4311 | 6 | 11 | 1 | 3 | 1 | o | 15 | 0 | 0 | 17.4344 | 56.7731 | 23.086 | 44.9717 | [5 empty] | 2 | 88 | 13.744 |  | 73.3422 | 3.9443 |  |  | 32661.3798 | 8.4365 | 18.6632 | 11.1713 | 41.2745 | [5 empty] | 2 | 91 | 5.9572 |  | 70.3804 | 0.55778 |  |  | 154876.4744 | 57.3047 | 9.8989 | 16.5474 | 11.3538 | 0.54156 | 0 | - | 51.1554 | 8.1844 | 25.5474 | 11.6765 | 0.46212 | 0 | -
| 11 | 33 | + | + | o | o | 1 | 4 | 3 | 1 | 2 | 4312 | 6 | 11 | 1 | 3 | 1 | o | 15 | 0 | 0 | 17.4344 | 56.7731 | 23.086 | 44.9717 |  |  | 10.1969 | 11.5614 |  | 2 | 88 | 13.744 |  | 73.3422 | 3.9443 |  |  | 35707.5371 | 8.4365 | 18.6632 | 11.1713 | 41.2745 |  |  | 9.7302 | 9.8557 |  | 2 | 91 | 5.9572 |  | 70.3804 | 0.55778 |  |  | 174266.5256 | 39.3014 | 9.6016 | 16.5474 | 11.3538 | 5.0791 | 0 | - | 35.0447 | 7.8898 | 25.5474 | 11.6765 | 4.8558 | 0 | -
| 12 | 17 | o+ | o | o | o | 0 | 3 | 1 | 1 | 1 | 3111 | 9 | 11 | 2 | 3 | 1 | o | 24 | 1 | 1 | 14.9067 | 49.3999 | 18.4714 | 3.6642 | [5 empty] | 2 | 88 | 4.3925 |  | 28.865 | 3.9443 | 8.8477 | 54.9299 | 26239.0208 | 7.2133 | 16.2394 | 8.9383 | 3.5102 | [5 empty] | 1 | 90 | 4.909 |  | 25.1 | 0.55778 | 10.7879 | 34.1786 | 110320.1473 | 102.5005 | 9.6219 | 7.6343 | 11.3538 | 0.60703 | -20.6 | - | 85.7956 | 7.5679 | 12.2175 | 11.6765 | 0.50319 | -12.9293 | -
| 13 | 19 | o+ | o+ | o | o | 0 | 3 | 2 | 1 | 1 | 3211 | 8 | 13 | 1 | 1 | 1 | o | 23 | 1 | 1 | 14.9067 | 49.3999 | 18.4714 | 37.2568 | [5 empty] | 2 | 88 | 87.2002 |  | 73.3422 | 3.9443 | 8.8477 | 54.9299 | 48761.8791 | 7.2133 | 16.2394 | 8.9383 | 34.2541 | [5 empty] | 2 | 91 | 48.0639 |  | 70.3804 | 0.55778 | 10.7879 | 34.1786 | 228307.6661 | 19.7555 | 7.3098 | 2.1993 | 11.3538 | 0.58487 | -20.6 | - | 16.7849 | 5.8727 | 3.4901 | 11.6765 | 0.48908 | -12.9293 | -
| 14 | 31 | + | + | o | o | 0 | 4 | 3 | 1 | 1 | 4311 | 8 | 13 | 1 | 1 | 1 | o | 23 | 1 | 1 | 17.4344 | 56.7731 | 23.086 | 44.9717 | [5 empty] | 2 | 88 | 87.2002 |  | 73.3422 | 3.9443 | 8.8477 | 54.9299 | 51874.1139 | 8.4365 | 18.6632 | 11.1713 | 41.2745 | [5 empty] | 2 | 91 | 48.0639 |  | 70.3804 | 0.55778 | 10.7879 | 34.1786 | 241078.9828 | 16.3888 | 6.5906 | 2.2054 | 11.3538 | 0.54156 | -20.6 | - | 14.5169 | 5.3536 | 3.5021 | 11.6765 | 0.46212 | -12.9293 | -
| 15 | 32 | + | + | + | o | 0 | 4 | 3 | 2 | 1 | 4321 | 8 | 13 | 1 | 1 | 1 | o | 23 | 1 | 1 | 17.4344 | 56.7731 | 23.086 | 44.9717 | 38.9866 | 19.3467 |  |  |  | 2 | 88 | 87.2002 |  | 73.3422 | 3.9443 | 8.8477 | 54.9299 | 60040.7754 | 8.4365 | 18.6632 | 11.1713 | 41.2745 | 34.5619 | 17.281 |  |  |  | 2 | 91 | 48.0639 |  | 70.3804 | 0.55778 | 10.7879 | 34.1786 | 292403.4628 | 16.4005 | 1.615 | 2.207 | 11.3538 | 0.42073 | -20.6 | - | 14.5447 | 0.74235 | 3.5082 | 11.6765 | 0.37362 | -12.9293 | -
| 16 | 33 | + | + | o | o | 1 | 4 | 3 | 1 | 2 | 4312 | 8 | 13 | 1 | 1 | 1 | o | 23 | 1 | 1 | 17.4344 | 56.7731 | 23.086 | 44.9717 |  |  | 10.1969 | 11.5614 |  | 2 | 88 | 87.2002 |  | 73.3422 | 3.9443 | 8.8477 | 54.9299 | 54920.2712 | 8.4365 | 18.6632 | 11.1713 | 41.2745 |  |  | 9.7302 | 9.8557 |  | 2 | 91 | 48.0639 |  | 70.3804 | 0.55778 | 10.7879 | 34.1786 | 260469.034 | 11.6403 | 6.4043 | 2.284 | 11.3538 | 5.0791 | -20.6 | - | 10.5993 | 5.2096 | 3.7325 | 11.6765 | 4.8558 | -12.9293 | -
| 17 | 34 | + | + | + | o | 1 | 4 | 3 | 2 | 2 | 4322 | 8 | 13 | 1 | 1 | 1 | o | 23 | 1 | 1 | 17.4344 | 56.7731 | 23.086 | 44.9717 | 38.9866 | 19.3467 | 10.1969 | 11.5614 |  | 2 | 88 | 87.2002 |  | 73.3422 | 3.9443 | 8.8477 | 54.9299 | 63086.9327 | 8.4365 | 18.6632 | 11.1713 | 41.2745 | 34.5619 | 17.281 | 9.7302 | 9.8557 |  | 2 | 91 | 48.0639 |  | 70.3804 | 0.55778 | 10.7879 | 34.1786 | 311793.514 | 11.652 | 1.5009 | 2.2863 | 11.3538 | 4.9578 | -20.6 | - | 10.63 | 0.63038 | 3.7424 | 11.6765 | 4.7672 | -12.9293 | -
| 18 | 19 | o+ | o+ | o | o | 0 | 3 | 2 | 1 | 1 | 3211 | 6 | 11 | 1 | 3 | 1 | o | 21 | 1 | 1 | 14.9067 | 49.3999 | 18.4714 | 37.2568 | [5 empty] | 2 | 88 | 13.744 |  | 73.3422 | 3.9443 | 8.8477 | 54.9299 | 38478.0136 | 7.2133 | 16.2394 | 8.9383 | 34.2541 | [5 empty] | 2 | 91 | 5.9572 |  | 70.3804 | 0.55778 | 10.7879 | 34.1786 | 186622.0155 | 69.2672 | 11.0628 | 8.0361 | 11.3538 | 0.58487 | -20.6 | - | 59.3508 | 9.0985 | 12.8605 | 11.6765 | 0.48908 | -12.9293 | -
| 19 | 31 | + | + | o | o | 0 | 4 | 3 | 1 | 1 | 4311 | 6 | 11 | 1 | 3 | 1 | o | 21 | 1 | 1 | 17.4344 | 56.7731 | 23.086 | 44.9717 | [5 empty] | 2 | 88 | 13.744 |  | 73.3422 | 3.9443 | 8.8477 | 54.9299 | 41590.2484 | 8.4365 | 18.6632 | 11.1713 | 41.2745 | [5 empty] | 2 | 91 | 5.9572 |  | 70.3804 | 0.55778 | 10.7879 | 34.1786 | 199393.3323 | 57.3047 | 9.8989 | 8.0361 | 11.3538 | 0.54156 | -20.6 | - | 51.1554 | 8.1844 | 12.8605 | 11.6765 | 0.46212 | -12.9293 | -
| 20 | 33 | + | + | o | o | 1 | 4 | 3 | 1 | 2 | 4312 | 6 | 11 | 1 | 3 | 1 | o | 21 | 1 | 1 | 17.4344 | 56.7731 | 23.086 | 44.9717 |  |  | 10.1969 | 11.5614 |  | 2 | 88 | 13.744 |  | 73.3422 | 3.9443 | 8.8477 | 54.9299 | 44636.4057 | 8.4365 | 18.6632 | 11.1713 | 41.2745 |  |  | 9.7302 | 9.8557 |  | 2 | 91 | 5.9572 |  | 70.3804 | 0.55778 | 10.7879 | 34.1786 | 218783.3835 | 39.3014 | 9.6016 | 8.0361 | 11.3538 | 5.0791 | -20.6 | - | 35.0447 | 7.8898 | 12.8605 | 11.6765 | 4.8558 | -12.9293 | -
| 21 | 23 |  |  |  |  | 0 | 3 | 3 | 1 | 1 | 3311 | 9 | 20 | 3 | 3 | 2 | o | 18 | 0 | 0 | 14.9067 | 49.3999 | 18.4714 | 44.9717 | [5 empty] | 2 | 88 | 4.3925 | 30.9924 | 30.12 |  |  |  | 27055.6478 | 7.2133 | 16.2394 | 8.9383 | 41.2745 | [5 empty] | 2 | 91 | 4.909 | 16.1784 | 25.1 |  |  |  | 118654.3759 | 58.1258 | 8.4655 | 15.72 | 11.3538 | 0.55343 | 0 | - | 49.4094 | 7.2339 | 24.27 | 11.6765 | 0.46465 | 0 | -
| 22 | 31 |  |  |  |  | 0 | 4 | 3 | 1 | 1 | 4311 | 9 | 20 | 3 | 3 | 2 | o | 18 | 0 | 1 | 17.4344 | 56.7731 | 23.086 | 44.9717 | [5 empty] | 2 | 88 | 4.3925 | 30.9924 | 30.12 |  |  | 54.9299 | 36777.9851 | 8.4365 | 18.6632 | 11.1713 | 41.2745 | [5 empty] | 2 | 91 | 4.909 | 16.1784 | 25.1 |  |  | 34.1786 | 158312.3104 | 51.3571 | 8.4536 | 15.72 | 11.3538 | 0.54156 | -20.6 | - | 45.846 | 7.2791 | 24.27 | 11.6765 | 0.46212 | -12.9293 | -
| 23 | 34 |  |  |  |  | 1 | 4 | 3 | 2 | 2 | 4322 | 5 | 20 | 3 | 3 | 2 | o | 21 | 1 | 1 | 17.4344 | 56.7731 | 23.086 | 44.9717 | 38.9866 | 19.3467 | 10.1969 | 11.5614 |  | 2 | 88 | 13.744 | 30.9924 | 30.12 |  | 8.8477 | 54.9299 | 50538.7009 | 8.4365 | 18.6632 | 11.1713 | 41.2745 | 34.5619 | 17.281 | 9.7302 | 9.8557 |  | 2 | 91 | 5.9572 | 16.1784 | 25.1 |  | 10.7879 | 34.1786 | 240744.6779 | 36.3107 | 1.9219 | 8.0361 | 11.3538 | 4.9578 | -20.6 | - | 32.387 | 0.88496 | 12.8605 | 11.6765 | 4.7672 | -12.9293 | -
| 24 | 34 |  |  |  |  | 1 | 4 | 3 | 2 | 2 | 4322 | 8 | 13 | 3 | 3 | 2 | o | 23 | 1 | 1 | 17.4344 | 56.7731 | 23.086 | 44.9717 | 38.9866 | 19.3467 | 10.1969 | 11.5614 |  | 2 | 88 | 87.2002 |  | 30.12 |  | 8.8477 | 54.9299 | 56483.6247 | 8.4365 | 18.6632 | 11.1713 | 41.2745 | 34.5619 | 17.281 | 9.7302 | 9.8557 |  | 2 | 91 | 48.0639 |  | 25.1 |  | 10.7879 | 34.1786 | 266413.718 | 10.5482 | 1.3643 | 2.2863 | 11.3538 | 4.9578 | -20.6 | - | 9.623 | 0.57301 | 3.7424 | 11.6765 | 4.7672 | -12.9293 | -
| 25 | 31 |  |  |  |  | 0 | 4 | 3 | 1 | 1 | 4311 | 5 | 20 | 3 | 3 | 2 | o | 21 | 1 | 0 | 17.4344 | 56.7731 | 23.086 | 44.9717 | [5 empty] | 2 | 88 | 13.744 | 30.9924 | 30.12 |  | 8.8477 |  | 31635.6985 | 8.4365 | 18.6632 | 11.1713 | 41.2745 | [5 empty] | 2 | 91 | 5.9572 | 16.1784 | 25.1 |  | 10.7879 |  | 136193.3389 | 52.9455 | 8.4536 | 8.0361 | 11.3538 | 0.54156 | 0 | - | 47.2639 | 7.2791 | 12.8605 | 11.6765 | 0.46212 | 0 | -
| 26 | 31 |  |  |  |  | 0 | 4 | 3 | 1 | 1 | 4311 | 5 | 20 | 3 | 3 | 2 | o | 21 | 1 | 1 | 17.4344 | 56.7731 | 23.086 | 44.9717 | [5 empty] | 2 | 88 | 13.744 | 30.9924 | 30.12 |  | 8.8477 | 54.9299 | 39325.8821 | 8.4365 | 18.6632 | 11.1713 | 41.2745 | [5 empty] | 2 | 91 | 5.9572 | 16.1784 | 25.1 |  | 10.7879 | 34.1786 | 170030.1467 | 52.9455 | 8.4536 | 8.0361 | 11.3538 | 0.54156 | -20.6 | - | 47.2639 | 7.2791 | 12.8605 | 11.6765 | 0.46212 | -12.9293 | -
| 27 | 32 |  |  |  |  | 0 | 4 | 3 | 2 | 1 | 4321 | 5 | 20 | 3 | 3 | 2 | o | 21 | 1 | 1 | 17.4344 | 56.7731 | 23.086 | 44.9717 | 38.9866 | 19.3467 |  |  |  | 2 | 88 | 13.744 | 30.9924 | 30.12 |  | 8.8477 | 54.9299 | 47492.5436 | 8.4365 | 18.6632 | 11.1713 | 41.2745 | 34.5619 | 17.281 |  |  |  | 2 | 91 | 5.9572 | 16.1784 | 25.1 |  | 10.7879 | 34.1786 | 221354.6267 | 52.9445 | 2.1051 | 8.0361 | 11.3538 | 0.42073 | -20.6 | - | 47.2718 | 1.0569 | 12.8605 | 11.6765 | 0.37362 | -12.9293 | -
| Energy efficiency measure or package of measures - RESIDENTIAL | [20 empty] | INVESTMENT COST [€/m2] | [35 empty] | (NET) PRIMARY ENERGY [kWh/m2]
Year | Nº |  | Code variant | [18 empty] | Codes Cost database(*) | [16 empty] | SFH | Codes Cost database | [16 empty] | AB | [6 empty] | SFH | [6 empty] | AB
|  | Variant E+ | e | w | c | L | HR | E | W | C | HR |  | HE | CO | HE-E | CO-E | C | L | DHW | RES-ST | RES-PV | R | W | B | Win | NC | SS | HR I | HR II | L | - | - | HE | CO | E | Control | DHW-ST | PV | 140 | R | W | B | Win | NC | SS | HR I | HR II | L | - | - | HE | CO | E | Control | DHW-ST | PV | 990 | H | C | DHW | L | AUX | RES-E | 140 | H | C | DHW | L | AUX | RES-E | 990
2020 | 1 | 1 | - | o | o | o | 0 | 1 | 1 | 1 | 1 | 1111 | 2 | 11 | 2 | 3 | 1 | o | 14 | 0 | 0 | 1 | 23 | 0 | 80 | 0 | 102 | 0 | 0 | 0 | - | - | 145 | 139 | 152 | 160 | 0 | 0 | 82.1722 | 1 | 23 | 0 | 81 | 0 | 103 | 0 | 0 | 0 | - | - | 146 | 140 | 153 | 160 | 0 | 0 | 48.3089 | 283.7364 | 27.3467 | 18.864 | 24.7513 | 2.1181 | 0 | 356.8164 | 187.8139 | 17.5091 | 29.124 | 25.4547 | 1.4157 | 0 | 261.3174
| 2 | 7 | o | o | o | o | 0 | 2 | 1 | 1 | 1 | 2111 | 9 | 11 | 2 | 3 | 1 | o | 18 | 0 | 0 | 13 | 33 | 63 | 80 | 0 | 102 | 0 | 0 | 0 | - | - | 136 | 139 | 152 | 160 | 0 | 0 | 105.3814 | 13 | 33 | 63 | 81 | 0 | 103 | 0 | 0 | 0 | - | - | 138 | 140 | 153 | 160 | 0 | 0 | 59.0888 | 141.9839 | 21.1737 | 18.864 | 24.7513 | 1.3906 | 0 | 208.1635 | 112.6911 | 16.2953 | 29.124 | 25.4547 | 1.1226 | 0 | 184.6876
| 3 | 17 | o+ | o | o | o | 0 | 3 | 1 | 1 | 1 | 3111 | 9 | 11 | 2 | 3 | 1 | o | 18 | 0 | 0 | 15 | 35 | 65 | 80 | 0 | 102 | 0 | 0 | 0 | - | - | 136 | 139 | 152 | 160 | 0 | 0 | 119.1164 | 15 | 35 | 65 | 81 | 0 | 103 | 0 | 0 | 0 | - | - | 138 | 140 | 153 | 160 | 0 | 0 | 64.6526 | 123.0005 | 20.9757 | 18.864 | 24.7513 | 1.3233 | 0 | 188.9149 | 102.9547 | 16.498 | 29.124 | 25.4547 | 1.097 | 0 | 175.1284
| 4 | 19 | o+ | o+ | o | o | 0 | 3 | 2 | 1 | 1 | 3211 | 8 | 13 | 1 | 1 | 1 | o | 17 | 0 | 0 | 15 | 35 | 65 | 90 | 0 | 102 | 0 | 0 | 0 | - | - | 133 | 0 | 148 | 160 | 0 | 0 | 274.6477 | 15 | 35 | 65 | 91 | 0 | 103 | 0 | 0 | 0 | - | - | 134 | 0 | 149 | 160 | 0 | 0 | 180.6277 | 43.0669 | 15.9354 | 9.8726 | 24.7513 | 1.275 | 0 | 94.9012 | 36.5912 | 12.8025 | 15.1142 | 25.4547 | 1.0662 | 0 | 91.0288
| 5 | 31 | + | + | o | o | 0 | 4 | 3 | 1 | 1 | 4311 | 8 | 13 | 1 | 1 | 1 | o | 17 | 0 | 0 | 17 | 37 | 67 | 92 | 0 | 102 | 0 | 0 | 0 | - | - | 133 | 0 | 148 | 160 | 0 | 0 | 295.9351 | 17 | 37 | 67 | 93 | 0 | 103 | 0 | 0 | 0 | - | - | 134 | 0 | 149 | 160 | 0 | 0 | 193.0641 | 35.7275 | 14.3674 | 9.8999 | 24.7513 | 1.1806 | 0 | 85.9267 | 31.6468 | 11.6709 | 15.1661 | 25.4547 | 1.0074 | 0 | 84.9459
| 6 | 32 | + | + | + | o | 0 | 4 | 3 | 2 | 1 | 4321 | 8 | 13 | 1 | 1 | 1 | o | 17 | 0 | 0 | 17 | 37 | 67 | 92 | 116 | 108 | 0 | 0 | 0 | - | - | 133 | 0 | 148 | 160 | 0 | 0 | 354.2684 | 17 | 37 | 67 | 93 | 117 | 109 | 0 | 0 | 0 | - | - | 134 | 0 | 149 | 160 | 0 | 0 | 244.907 | 35.7531 | 3.5206 | 9.9071 | 24.7513 | 0.9172 | 0 | 74.8493 | 31.7074 | 1.6183 | 15.1926 | 25.4547 | 0.81449 | 0 | 74.7875
| 7 | 33 | + | + | o | o | 1 | 4 | 3 | 1 | 2 | 4312 | 8 | 13 | 1 | 1 | 1 | o | 17 | 0 | 0 | 17 | 37 | 67 | 92 | 0 | 102 | 169 | 167 | 0 | - | - | 133 | 0 | 148 | 160 | 0 | 0 | 317.4621 | 17 | 37 | 67 | 93 | 0 | 103 | 170 | 168 | 0 | - | - | 134 | 0 | 149 | 160 | 0 | 0 | 212.4529 | 25.3758 | 13.9614 | 10.2525 | 24.7513 | 11.0725 | 0 | 85.4135 | 23.1065 | 11.357 | 16.1639 | 25.4547 | 10.5857 | 0 | 86.6678
| 8 | 34 | + | + | + | o | 1 | 4 | 3 | 2 | 2 | 4322 | 8 | 13 | 1 | 1 | 1 | o | 17 | 0 | 0 | 17 | 37 | 67 | 92 | 116 | 108 | 169 | 167 | 0 | - | - | 133 | 0 | 148 | 160 | 0 | 0 | 375.7954 | 17 | 37 | 67 | 93 | 117 | 109 | 170 | 168 | 0 | - | - | 134 | 0 | 149 | 160 | 0 | 0 | 264.2958 | 25.4014 | 3.272 | 10.2631 | 24.7513 | 10.808 | 0 | 74.4958 | 23.1735 | 1.3742 | 16.2066 | 25.4547 | 10.3926 | 0 | 76.6016
| 9 | 19 | o+ | o+ | o | o | 0 | 3 | 2 | 1 | 1 | 3211 | 6 | 11 | 1 | 3 | 1 | o | 15 | 0 | 0 | 15 | 35 | 65 | 90 | 0 | 102 | 0 | 0 | 0 | - | - | 121 | 139 | 148 | 160 | 0 | 0 | 205.8305 | 15 | 35 | 65 | 91 | 0 | 103 | 0 | 0 | 0 | - | - | 122 | 140 | 149 | 160 | 0 | 0 | 141.078 | 69.2672 | 24.1169 | 16.5474 | 24.7513 | 1.275 | 0 | 135.9577 | 59.3508 | 19.8347 | 25.5474 | 25.4547 | 1.0662 | 0 | 131.2537
| 10 | 31 | + | + | o | o | 0 | 4 | 3 | 1 | 1 | 4311 | 6 | 11 | 1 | 3 | 1 | o | 15 | 0 | 0 | 17 | 37 | 67 | 92 | 0 | 102 | 0 | 0 | 0 | - | - | 121 | 139 | 148 | 160 | 0 | 0 | 227.118 | 17 | 37 | 67 | 93 | 0 | 103 | 0 | 0 | 0 | - | - | 122 | 140 | 149 | 160 | 0 | 0 | 153.5144 | 57.3047 | 21.5796 | 16.5474 | 24.7513 | 1.1806 | 0 | 121.3635 | 51.1554 | 17.8419 | 25.5474 | 25.4547 | 1.0074 | 0 | 121.0067
| 11 | 33 | + | + | o | o | 1 | 4 | 3 | 1 | 2 | 4312 | 6 | 11 | 1 | 3 | 1 | o | 15 | 0 | 0 | 17 | 37 | 67 | 92 | 0 | 102 | 169 | 167 | 0 | - | - | 121 | 139 | 148 | 160 | 0 | 0 | 248.645 | 17 | 37 | 67 | 93 | 0 | 103 | 170 | 168 | 0 | - | - | 122 | 140 | 149 | 160 | 0 | 0 | 172.9032 | 39.3014 | 20.9316 | 16.5474 | 24.7513 | 11.0725 | 0 | 112.6041 | 35.0447 | 17.1998 | 25.5474 | 25.4547 | 10.5857 | 0 | 113.8323
| 12 | 17 | o+ | o | o | o | 0 | 3 | 1 | 1 | 1 | 3111 | 9 | 11 | 2 | 3 | 1 | o | 24 | 1 | 1 | 15 | 35 | 65 | 80 | 0 | 102 | 0 | 0 | 0 | - | - | 136 | 139 | 152 | 160 | 185 | 184 | 154.8384 | 15 | 35 | 65 | 81 | 0 | 103 | 0 | 0 | 0 | - | - | 138 | 140 | 153 | 160 | 186 | 184 | 91.951 | 123.0005 | 20.9757 | 9.1611 | 24.7513 | 1.3233 | -44.908 | 134.304 | 102.9547 | 16.498 | 14.661 | 25.4547 | 1.097 | -28.1859 | 132.4795
| 13 | 19 | o+ | o+ | o | o | 0 | 3 | 2 | 1 | 1 | 3211 | 8 | 13 | 1 | 1 | 1 | o | 23 | 1 | 1 | 15 | 35 | 65 | 90 | 0 | 102 | 0 | 0 | 0 | - | - | 133 | 0 | 148 | 160 | 185 | 184 | 310.3697 | 15 | 35 | 65 | 91 | 0 | 103 | 0 | 0 | 0 | - | - | 134 | 0 | 149 | 160 | 186 | 184 | 207.9261 | 43.0669 | 15.9354 | 4.7946 | 24.7513 | 1.275 | -44.908 | 44.9151 | 36.5912 | 12.8025 | 7.6085 | 25.4547 | 1.0662 | -28.1859 | 55.3372
| 14 | 31 | + | + | o | o | 0 | 4 | 3 | 1 | 1 | 4311 | 8 | 13 | 1 | 1 | 1 | o | 23 | 1 | 1 | 17 | 37 | 67 | 92 | 0 | 102 | 0 | 0 | 0 | - | - | 133 | 0 | 148 | 160 | 185 | 184 | 331.6571 | 17 | 37 | 67 | 93 | 0 | 103 | 0 | 0 | 0 | - | - | 134 | 0 | 149 | 160 | 186 | 184 | 220.3625 | 35.7275 | 14.3674 | 4.8078 | 24.7513 | 1.1806 | -44.908 | 35.9266 | 31.6468 | 11.6709 | 7.6346 | 25.4547 | 1.0074 | -28.1859 | 49.2286
| 15 | 32 | + | + | + | o | 0 | 4 | 3 | 2 | 1 | 4321 | 8 | 13 | 1 | 1 | 1 | o | 23 | 1 | 1 | 17 | 37 | 67 | 92 | 116 | 108 | 0 | 0 | 0 | - | - | 133 | 0 | 148 | 160 | 185 | 184 | 389.9904 | 17 | 37 | 67 | 93 | 117 | 109 | 0 | 0 | 0 | - | - | 134 | 0 | 149 | 160 | 186 | 184 | 272.2054 | 35.7531 | 3.5206 | 4.8113 | 24.7513 | 0.9172 | -44.908 | 24.8455 | 31.7074 | 1.6183 | 7.6479 | 25.4547 | 0.81449 | -28.1859 | 39.057
| 16 | 33 | + | + | o | o | 1 | 4 | 3 | 1 | 2 | 4312 | 8 | 13 | 1 | 1 | 1 | o | 23 | 1 | 1 | 17 | 37 | 67 | 92 | 0 | 102 | 169 | 167 | 0 | - | - | 133 | 0 | 148 | 160 | 185 | 184 | 353.1842 | 17 | 37 | 67 | 93 | 0 | 103 | 170 | 168 | 0 | - | - | 134 | 0 | 149 | 160 | 186 | 184 | 239.7513 | 25.3758 | 13.9614 | 4.979 | 24.7513 | 11.0725 | -44.908 | 35.232 | 23.1065 | 11.357 | 8.1369 | 25.4547 | 10.5857 | -28.1859 | 50.455
| 17 | 34 | + | + | + | o | 1 | 4 | 3 | 2 | 2 | 4322 | 8 | 13 | 1 | 1 | 1 | o | 23 | 1 | 1 | 17 | 37 | 67 | 92 | 116 | 108 | 169 | 167 | 0 | - | - | 133 | 0 | 148 | 160 | 185 | 184 | 411.5175 | 17 | 37 | 67 | 93 | 117 | 109 | 170 | 168 | 0 | - | - | 134 | 0 | 149 | 160 | 186 | 184 | 291.5942 | 25.4014 | 3.272 | 4.9842 | 24.7513 | 10.808 | -44.908 | 24.3089 | 23.1735 | 1.3742 | 8.1584 | 25.4547 | 10.3926 | -28.1859 | 40.3675
| 18 | 19 | o+ | o+ | o | o | 0 | 3 | 2 | 1 | 1 | 3211 | 6 | 11 | 1 | 3 | 1 | o | 21 | 1 | 1 | 15 | 35 | 65 | 90 | 0 | 102 | 0 | 0 | 0 | - | - | 121 | 139 | 148 | 160 | 185 | 184 | 241.5526 | 15 | 35 | 65 | 91 | 0 | 103 | 0 | 0 | 0 | - | - | 122 | 140 | 149 | 160 | 186 | 184 | 168.3764 | 69.2672 | 24.1169 | 8.0361 | 24.7513 | 1.275 | -44.908 | 82.5385 | 59.3508 | 19.8347 | 12.8605 | 25.4547 | 1.0662 | -28.1859 | 90.381
| 19 | 31 | + | + | o | o | 0 | 4 | 3 | 1 | 1 | 4311 | 6 | 11 | 1 | 3 | 1 | o | 21 | 1 | 1 | 17 | 37 | 67 | 92 | 0 | 102 | 0 | 0 | 0 | - | - | 121 | 139 | 148 | 160 | 185 | 184 | 262.84 | 17 | 37 | 67 | 93 | 0 | 103 | 0 | 0 | 0 | - | - | 122 | 140 | 149 | 160 | 186 | 184 | 180.8128 | 57.3047 | 21.5796 | 8.0361 | 24.7513 | 1.1806 | -44.908 | 67.9443 | 51.1554 | 17.8419 | 12.8605 | 25.4547 | 1.0074 | -28.1859 | 80.134
| 20 | 33 | + | + | o | o | 1 | 4 | 3 | 1 | 2 | 4312 | 6 | 11 | 1 | 3 | 1 | o | 21 | 1 | 1 | 17 | 37 | 67 | 92 | 0 | 102 | 169 | 167 | 0 | - | - | 121 | 139 | 148 | 160 | 185 | 184 | 284.367 | 17 | 37 | 67 | 93 | 0 | 103 | 170 | 168 | 0 | - | - | 122 | 140 | 149 | 160 | 186 | 184 | 200.2016 | 39.3014 | 20.9316 | 8.0361 | 24.7513 | 11.0725 | -44.908 | 59.1848 | 35.0447 | 17.1998 | 12.8605 | 25.4547 | 10.5857 | -28.1859 | 72.9596
| 21 | 23 |  |  |  |  | 0 | 3 | 3 | 1 | 1 | 3311 | 9 | 20 | 3 | 3 | 2 | o | 18 | 0 | 0 | 15 | 35 | 65 | 92 | 0 | 102 | 0 | 0 | 0 | - | - | 136 | 142 | 154 | 162 | 0 | 0 | 187.8574 | 15 | 35 | 65 | 93 | 0 | 103 | 0 | 0 | 0 | - | - | 138 | 143 | 155 | 162 | 0 | 0 | 117.2425 | 69.7509 | 18.4548 | 18.864 | 24.7513 | 1.2065 | 0 | 133.0274 | 59.2912 | 15.7699 | 29.124 | 25.4547 | 1.0129 | 0 | 130.6527
| 22 | 31 |  |  |  |  | 0 | 4 | 3 | 1 | 1 | 4311 | 9 | 20 | 3 | 3 | 2 | o | 18 | 0 | 1 | 17 | 37 | 67 | 92 | 0 | 102 | 0 | 0 | 0 | - | - | 136 | 142 | 154 | 162 | 0 | 184 | 228.8206 | 17 | 37 | 67 | 93 | 0 | 103 | 0 | 0 | 0 | - | - | 138 | 143 | 155 | 162 | 0 | 184 | 139.7483 | 61.6285 | 18.4289 | 18.864 | 24.7513 | 1.1806 | -44.908 | 79.9453 | 55.0152 | 15.8685 | 29.124 | 25.4547 | 1.0074 | -28.1859 | 98.2839
| 23 | 34 |  |  |  |  | 1 | 4 | 3 | 2 | 2 | 4322 | 5 | 20 | 3 | 3 | 2 | o | 21 | 1 | 1 | 17 | 37 | 67 | 92 | 116 | 108 | 169 | 167 | 0 | - | - | 121 | 142 | 154 | 162 | 185 | 184 | 326.5263 | 17 | 37 | 67 | 93 | 117 | 109 | 170 | 168 | 0 | - | - | 122 | 143 | 155 | 162 | 186 | 184 | 222.3847 | 36.3107 | 4.1897 | 8.0361 | 24.7513 | 10.808 | -44.908 | 39.1877 | 32.387 | 1.9292 | 12.8605 | 25.4547 | 10.3926 | -28.1859 | 54.8382
| 24 | 34 |  |  |  |  | 1 | 4 | 3 | 2 | 2 | 4322 | 8 | 13 | 3 | 3 | 2 | o | 23 | 1 | 1 | 17 | 37 | 67 | 92 | 116 | 108 | 169 | 167 | 0 | - | - | 133 | 0 | 154 | 162 | 185 | 184 | 364.351 | 17 | 37 | 67 | 93 | 117 | 109 | 170 | 168 | 0 | - | - | 134 | 0 | 155 | 162 | 186 | 184 | 245.756 | 22.995 | 2.9742 | 4.9842 | 24.7513 | 10.808 | -44.908 | 21.6047 | 20.9781 | 1.2492 | 8.1584 | 25.4547 | 10.3926 | -28.1859 | 38.0471
| 25 | 31 |  |  |  |  | 0 | 4 | 3 | 1 | 1 | 4311 | 5 | 20 | 3 | 3 | 2 | o | 21 | 1 | 0 | 17 | 37 | 67 | 92 | 0 | 102 | 0 | 0 | 0 | - | - | 121 | 142 | 154 | 162 | 185 | 0 | 219.4378 | 17 | 37 | 67 | 93 | 0 | 103 | 0 | 0 | 0 | - | - | 122 | 143 | 155 | 162 | 186 | 0 | 134.211 | 52.9455 | 18.4289 | 8.0361 | 24.7513 | 1.1806 | 0 | 105.3423 | 47.2639 | 15.8685 | 12.8605 | 25.4547 | 1.0074 | 0 | 102.455
| 26 | 31 |  |  |  |  | 0 | 4 | 3 | 1 | 1 | 4311 | 5 | 20 | 3 | 3 | 2 | o | 21 | 1 | 1 | 17 | 37 | 67 | 92 | 0 | 102 | 0 | 0 | 0 | - | - | 121 | 142 | 154 | 162 | 185 | 184 | 246.6659 | 17 | 37 | 67 | 93 | 0 | 103 | 0 | 0 | 0 | - | - | 122 | 143 | 155 | 162 | 186 | 184 | 151.153 | 52.9455 | 18.4289 | 8.0361 | 24.7513 | 1.1806 | -44.908 | 60.4343 | 47.2639 | 15.8685 | 12.8605 | 25.4547 | 1.0074 | -28.1859 | 74.2691
| 27 | 32 |  |  |  |  | 0 | 4 | 3 | 2 | 1 | 4321 | 5 | 20 | 3 | 3 | 2 | o | 21 | 1 | 1 | 17 | 37 | 67 | 92 | 116 | 108 | 0 | 0 | 0 | - | - | 121 | 142 | 154 | 162 | 185 | 184 | 304.9992 | 17 | 37 | 67 | 93 | 117 | 109 | 0 | 0 | 0 | - | - | 122 | 143 | 155 | 162 | 186 | 184 | 202.9959 | 52.9445 | 4.589 | 8.0361 | 24.7513 | 0.9172 | -44.908 | 46.3301 | 47.2718 | 2.304 | 12.8605 | 25.4547 | 0.81449 | -28.1859 | 60.5197
[58 empty] | Energy use[kWh/m2y] - SFH | [6 empty] | Energy use[kWh/m2y] - AB
| Nº | Variant E+ | e | w | c | L | HR | E | W | C | HR |  | HE | CO | HE-E | CO-E | C | L | DHW | RES-ST | RES-PV | R | W | B | Win | NC | SS | HR I | HR II | L | Performance | HE Code | HE | CO | E | Control | DHW-ST | PV | Total SFH | Roof | Walls | Basement | Windows | NC | SS | Heat Recovery - grilles and ducts | Heat Recovery - unit | L |  |  | Heating Generation | CO | Emission | Control | Thermal Solar | PV | Total AB | H | C | DHW | L | AUX | RES-E | - | H | C | DHW | L | AUX | RES-E | -
2020 | 1 | 1 | - | o | o | o | 0 | 1 | 1 | 1 | 1 | 1111 | 2 | 11 | 2 | 3 | 1 | o | 14 | 0 | 0 | 13.0627 | 15.2093 |  | 3.587 | [5 empty] | 0 | 86 | 17.504 |  | 28.865 | 3.9443 |  |  | 11504.1139 | 6.321 | 4.9998 |  | 3.4363 | [5 empty] | 0 | 89 | 7.894 |  | 25.1 | 0.55778 |  |  | 47825.8259 | 236.447 | 12.5443 | 15.72 | 11.3538 | 0.97159 | 0 | - | 156.5116 | 8.0317 | 24.27 | 11.6765 | 0.6494 | 0 | -
| 2 | 7 | o | o | o | o | 0 | 2 | 1 | 1 | 1 | 2111 | 9 | 11 | 2 | 3 | 1 | o | 18 | 0 | 0 | 11.7135 | 39.7673 | 13.1118 | 3.587 | [5 empty] | 1 | 87 | 4.3925 |  | 28.865 | 3.9443 |  |  | 14753.3942 | 5.6681 | 13.0729 | 6.3448 | 3.4363 | [5 empty] | 1 | 90 | 4.909 |  | 25.1 | 0.55778 |  |  | 58497.9273 | 118.3199 | 9.7127 | 15.72 | 11.3538 | 0.6379 | 0 | - | 93.9092 | 7.4749 | 24.27 | 11.6765 | 0.51494 | 0 | -
| 3 | 17 | o+ | o | o | o | 0 | 3 | 1 | 1 | 1 | 3111 | 9 | 11 | 2 | 3 | 1 | o | 18 | 0 | 0 | 14.1053 | 46.744 | 17.4783 | 3.587 | [5 empty] | 2 | 88 | 4.3925 |  | 28.865 | 3.9443 |  |  | 16676.2924 | 6.8255 | 15.3664 | 8.4577 | 3.4363 | [5 empty] | 1 | 90 | 4.909 |  | 25.1 | 0.55778 |  |  | 64006.0902 | 102.5005 | 9.6219 | 15.72 | 11.3538 | 0.60703 | 0 | - | 85.7956 | 7.5679 | 24.27 | 11.6765 | 0.50319 | 0 | -
| 4 | 19 | o+ | o+ | o | o | 0 | 3 | 2 | 1 | 1 | 3211 | 8 | 13 | 1 | 1 | 1 | o | 17 | 0 | 0 | 14.1053 | 46.744 | 17.4783 | 36.4725 | [5 empty] | 2 | 88 | 82.5611 |  | 73.3422 | 3.9443 |  |  | 38450.6736 | 6.8255 | 15.3664 | 8.4577 | 33.533 | [5 empty] | 2 | 91 | 45.5069 |  | 70.3804 | 0.55778 |  |  | 178821.4093 | 19.7555 | 7.3098 | 4.5287 | 11.3538 | 0.58487 | 0 | - | 16.7849 | 5.8727 | 6.9331 | 11.6765 | 0.48908 | 0 | -
| 5 | 31 | + | + | o | o | 0 | 4 | 3 | 1 | 1 | 4311 | 8 | 13 | 1 | 1 | 1 | o | 17 | 0 | 0 | 16.497 | 53.7207 | 21.8448 | 44.0249 | [5 empty] | 2 | 88 | 82.5611 |  | 73.3422 | 3.9443 |  |  | 41430.9143 | 7.9829 | 17.6598 | 10.5707 | 40.4056 | [5 empty] | 2 | 91 | 45.5069 |  | 70.3804 | 0.55778 |  |  | 191133.4425 | 16.3888 | 6.5906 | 4.5412 | 11.3538 | 0.54156 | 0 | - | 14.5169 | 5.3536 | 6.9569 | 11.6765 | 0.46212 | 0 | -
| 6 | 32 | + | + | + | o | 0 | 4 | 3 | 2 | 1 | 4321 | 8 | 13 | 1 | 1 | 1 | o | 17 | 0 | 0 | 16.497 | 53.7207 | 21.8448 | 44.0249 | 38.9866 | 19.3467 |  |  |  | 2 | 88 | 82.5611 |  | 73.3422 | 3.9443 |  |  | 49597.5758 | 7.9829 | 17.6598 | 10.5707 | 40.4056 | 34.5619 | 17.281 |  |  |  | 2 | 91 | 45.5069 |  | 70.3804 | 0.55778 |  |  | 242457.9225 | 16.4005 | 1.615 | 4.5446 | 11.3538 | 0.42073 | 0 | - | 14.5447 | 0.74235 | 6.9691 | 11.6765 | 0.37362 | 0 | -
| 7 | 33 | + | + | o | o | 1 | 4 | 3 | 1 | 2 | 4312 | 8 | 13 | 1 | 1 | 1 | o | 17 | 0 | 0 | 16.497 | 53.7207 | 21.8448 | 44.0249 |  |  | 10.1969 | 11.3302 |  | 2 | 88 | 82.5611 |  | 73.3422 | 3.9443 |  |  | 44444.6997 | 7.9829 | 17.6598 | 10.5707 | 40.4056 |  |  | 9.7302 | 9.6586 |  | 2 | 91 | 45.5069 |  | 70.3804 | 0.55778 |  |  | 210328.3502 | 11.6403 | 6.4043 | 4.703 | 11.3538 | 5.0791 | 0 | - | 10.5993 | 5.2096 | 7.4146 | 11.6765 | 4.8558 | 0 | -
| 8 | 34 | + | + | + | o | 1 | 4 | 3 | 2 | 2 | 4322 | 8 | 13 | 1 | 1 | 1 | o | 17 | 0 | 0 | 16.497 | 53.7207 | 21.8448 | 44.0249 | 38.9866 | 19.3467 | 10.1969 | 11.3302 |  | 2 | 88 | 82.5611 |  | 73.3422 | 3.9443 |  |  | 52611.3612 | 7.9829 | 17.6598 | 10.5707 | 40.4056 | 34.5619 | 17.281 | 9.7302 | 9.6586 |  | 2 | 91 | 45.5069 |  | 70.3804 | 0.55778 |  |  | 261652.8302 | 11.652 | 1.5009 | 4.7078 | 11.3538 | 4.9578 | 0 | - | 10.63 | 0.63038 | 7.4342 | 11.6765 | 4.7672 | 0 | -
| 9 | 19 | o+ | o+ | o | o | 0 | 3 | 2 | 1 | 1 | 3211 | 6 | 11 | 1 | 3 | 1 | o | 15 | 0 | 0 | 14.1053 | 46.744 | 17.4783 | 36.4725 | [5 empty] | 2 | 88 | 13.744 |  | 73.3422 | 3.9443 |  |  | 28816.2752 | 6.8255 | 15.3664 | 8.4577 | 33.533 | [5 empty] | 2 | 91 | 5.9572 |  | 70.3804 | 0.55778 |  |  | 139667.1903 | 69.2672 | 11.0628 | 16.5474 | 11.3538 | 0.58487 | 0 | - | 59.3508 | 9.0985 | 25.5474 | 11.6765 | 0.48908 | 0 | -
| 10 | 31 | + | + | o | o | 0 | 4 | 3 | 1 | 1 | 4311 | 6 | 11 | 1 | 3 | 1 | o | 15 | 0 | 0 | 16.497 | 53.7207 | 21.8448 | 44.0249 | [5 empty] | 2 | 88 | 13.744 |  | 73.3422 | 3.9443 |  |  | 31796.5158 | 7.9829 | 17.6598 | 10.5707 | 40.4056 | [5 empty] | 2 | 91 | 5.9572 |  | 70.3804 | 0.55778 |  |  | 151979.2235 | 57.3047 | 9.8989 | 16.5474 | 11.3538 | 0.54156 | 0 | - | 51.1554 | 8.1844 | 25.5474 | 11.6765 | 0.46212 | 0 | -
| 11 | 33 | + | + | o | o | 1 | 4 | 3 | 1 | 2 | 4312 | 6 | 11 | 1 | 3 | 1 | o | 15 | 0 | 0 | 16.497 | 53.7207 | 21.8448 | 44.0249 |  |  | 10.1969 | 11.3302 |  | 2 | 88 | 13.744 |  | 73.3422 | 3.9443 |  |  | 34810.3012 | 7.9829 | 17.6598 | 10.5707 | 40.4056 |  |  | 9.7302 | 9.6586 |  | 2 | 91 | 5.9572 |  | 70.3804 | 0.55778 |  |  | 171174.1312 | 39.3014 | 9.6016 | 16.5474 | 11.3538 | 5.0791 | 0 | - | 35.0447 | 7.8898 | 25.5474 | 11.6765 | 4.8558 | 0 | -
| 12 | 17 | o+ | o | o | o | 0 | 3 | 1 | 1 | 1 | 3111 | 9 | 11 | 2 | 3 | 1 | o | 24 | 1 | 1 | 14.1053 | 46.744 | 17.4783 | 3.587 | [5 empty] | 2 | 88 | 4.3925 |  | 28.865 | 3.9443 | 8.4938 | 27.2282 | 21677.3744 | 6.8255 | 15.3664 | 8.4577 | 3.4363 | [5 empty] | 1 | 90 | 4.909 |  | 25.1 | 0.55778 | 10.3564 | 16.942 | 91031.4938 | 102.5005 | 9.6219 | 7.6343 | 11.3538 | 0.60703 | -20.6 | - | 85.7956 | 7.5679 | 12.2175 | 11.6765 | 0.50319 | -12.9293 | -
| 13 | 19 | o+ | o+ | o | o | 0 | 3 | 2 | 1 | 1 | 3211 | 8 | 13 | 1 | 1 | 1 | o | 23 | 1 | 1 | 14.1053 | 46.744 | 17.4783 | 36.4725 | [5 empty] | 2 | 88 | 82.5611 |  | 73.3422 | 3.9443 | 8.4938 | 27.2282 | 43451.7557 | 6.8255 | 15.3664 | 8.4577 | 33.533 | [5 empty] | 2 | 91 | 45.5069 |  | 70.3804 | 0.55778 | 10.3564 | 16.942 | 205846.8129 | 19.7555 | 7.3098 | 2.1993 | 11.3538 | 0.58487 | -20.6 | - | 16.7849 | 5.8727 | 3.4901 | 11.6765 | 0.48908 | -12.9293 | -
| 14 | 31 | + | + | o | o | 0 | 4 | 3 | 1 | 1 | 4311 | 8 | 13 | 1 | 1 | 1 | o | 23 | 1 | 1 | 16.497 | 53.7207 | 21.8448 | 44.0249 | [5 empty] | 2 | 88 | 82.5611 |  | 73.3422 | 3.9443 | 8.4938 | 27.2282 | 46431.9963 | 7.9829 | 17.6598 | 10.5707 | 40.4056 | [5 empty] | 2 | 91 | 45.5069 |  | 70.3804 | 0.55778 | 10.3564 | 16.942 | 218158.8461 | 16.3888 | 6.5906 | 2.2054 | 11.3538 | 0.54156 | -20.6 | - | 14.5169 | 5.3536 | 3.5021 | 11.6765 | 0.46212 | -12.9293 | -
| 15 | 32 | + | + | + | o | 0 | 4 | 3 | 2 | 1 | 4321 | 8 | 13 | 1 | 1 | 1 | o | 23 | 1 | 1 | 16.497 | 53.7207 | 21.8448 | 44.0249 | 38.9866 | 19.3467 |  |  |  | 2 | 88 | 82.5611 |  | 73.3422 | 3.9443 | 8.4938 | 27.2282 | 54598.6578 | 7.9829 | 17.6598 | 10.5707 | 40.4056 | 34.5619 | 17.281 |  |  |  | 2 | 91 | 45.5069 |  | 70.3804 | 0.55778 | 10.3564 | 16.942 | 269483.3261 | 16.4005 | 1.615 | 2.207 | 11.3538 | 0.42073 | -20.6 | - | 14.5447 | 0.74235 | 3.5082 | 11.6765 | 0.37362 | -12.9293 | -
| 16 | 33 | + | + | o | o | 1 | 4 | 3 | 1 | 2 | 4312 | 8 | 13 | 1 | 1 | 1 | o | 23 | 1 | 1 | 16.497 | 53.7207 | 21.8448 | 44.0249 |  |  | 10.1969 | 11.3302 |  | 2 | 88 | 82.5611 |  | 73.3422 | 3.9443 | 8.4938 | 27.2282 | 49445.7817 | 7.9829 | 17.6598 | 10.5707 | 40.4056 |  |  | 9.7302 | 9.6586 |  | 2 | 91 | 45.5069 |  | 70.3804 | 0.55778 | 10.3564 | 16.942 | 237353.7538 | 11.6403 | 6.4043 | 2.284 | 11.3538 | 5.0791 | -20.6 | - | 10.5993 | 5.2096 | 3.7325 | 11.6765 | 4.8558 | -12.9293 | -
| 17 | 34 | + | + | + | o | 1 | 4 | 3 | 2 | 2 | 4322 | 8 | 13 | 1 | 1 | 1 | o | 23 | 1 | 1 | 16.497 | 53.7207 | 21.8448 | 44.0249 | 38.9866 | 19.3467 | 10.1969 | 11.3302 |  | 2 | 88 | 82.5611 |  | 73.3422 | 3.9443 | 8.4938 | 27.2282 | 57612.4432 | 7.9829 | 17.6598 | 10.5707 | 40.4056 | 34.5619 | 17.281 | 9.7302 | 9.6586 |  | 2 | 91 | 45.5069 |  | 70.3804 | 0.55778 | 10.3564 | 16.942 | 288678.2338 | 11.652 | 1.5009 | 2.2863 | 11.3538 | 4.9578 | -20.6 | - | 10.63 | 0.63038 | 3.7424 | 11.6765 | 4.7672 | -12.9293 | -
| 18 | 19 | o+ | o+ | o | o | 0 | 3 | 2 | 1 | 1 | 3211 | 6 | 11 | 1 | 3 | 1 | o | 21 | 1 | 1 | 14.1053 | 46.744 | 17.4783 | 36.4725 | [5 empty] | 2 | 88 | 13.744 |  | 73.3422 | 3.9443 | 8.4938 | 27.2282 | 33817.3573 | 6.8255 | 15.3664 | 8.4577 | 33.533 | [5 empty] | 2 | 91 | 5.9572 |  | 70.3804 | 0.55778 | 10.3564 | 16.942 | 166692.5939 | 69.2672 | 11.0628 | 8.0361 | 11.3538 | 0.58487 | -20.6 | - | 59.3508 | 9.0985 | 12.8605 | 11.6765 | 0.48908 | -12.9293 | -
| 19 | 31 | + | + | o | o | 0 | 4 | 3 | 1 | 1 | 4311 | 6 | 11 | 1 | 3 | 1 | o | 21 | 1 | 1 | 16.497 | 53.7207 | 21.8448 | 44.0249 | [5 empty] | 2 | 88 | 13.744 |  | 73.3422 | 3.9443 | 8.4938 | 27.2282 | 36797.5979 | 7.9829 | 17.6598 | 10.5707 | 40.4056 | [5 empty] | 2 | 91 | 5.9572 |  | 70.3804 | 0.55778 | 10.3564 | 16.942 | 179004.6271 | 57.3047 | 9.8989 | 8.0361 | 11.3538 | 0.54156 | -20.6 | - | 51.1554 | 8.1844 | 12.8605 | 11.6765 | 0.46212 | -12.9293 | -
| 20 | 33 | + | + | o | o | 1 | 4 | 3 | 1 | 2 | 4312 | 6 | 11 | 1 | 3 | 1 | o | 21 | 1 | 1 | 16.497 | 53.7207 | 21.8448 | 44.0249 |  |  | 10.1969 | 11.3302 |  | 2 | 88 | 13.744 |  | 73.3422 | 3.9443 | 8.4938 | 27.2282 | 39811.3833 | 7.9829 | 17.6598 | 10.5707 | 40.4056 |  |  | 9.7302 | 9.6586 |  | 2 | 91 | 5.9572 |  | 70.3804 | 0.55778 | 10.3564 | 16.942 | 198199.5348 | 39.3014 | 9.6016 | 8.0361 | 11.3538 | 5.0791 | -20.6 | - | 35.0447 | 7.8898 | 12.8605 | 11.6765 | 4.8558 | -12.9293 | -
| 21 | 23 |  |  |  |  | 0 | 3 | 3 | 1 | 1 | 3311 | 9 | 20 | 3 | 3 | 2 | o | 18 | 0 | 0 | 14.1053 | 46.744 | 17.4783 | 44.0249 | [5 empty] | 2 | 88 | 4.3925 | 30.9924 | 30.12 |  |  |  | 26300.0394 | 6.8255 | 15.3664 | 8.4577 | 40.4056 | [5 empty] | 2 | 91 | 4.909 | 16.1784 | 25.1 |  |  |  | 116070.0887 | 58.1258 | 8.4655 | 15.72 | 11.3538 | 0.55343 | 0 | - | 49.4094 | 7.2339 | 24.27 | 11.6765 | 0.46465 | 0 | -
| 22 | 31 |  |  |  |  | 0 | 4 | 3 | 1 | 1 | 4311 | 9 | 20 | 3 | 3 | 2 | o | 18 | 0 | 1 | 16.497 | 53.7207 | 21.8448 | 44.0249 | [5 empty] | 2 | 88 | 4.3925 | 30.9924 | 30.12 |  |  | 27.2282 | 32034.8821 | 7.9829 | 17.6598 | 10.5707 | 40.4056 | [5 empty] | 2 | 91 | 4.909 | 16.1784 | 25.1 |  |  | 16.942 | 138350.8072 | 51.3571 | 8.4536 | 15.72 | 11.3538 | 0.54156 | -20.6 | - | 45.846 | 7.2791 | 24.27 | 11.6765 | 0.46212 | -12.9293 | -
| 23 | 34 |  |  |  |  | 1 | 4 | 3 | 2 | 2 | 4322 | 5 | 20 | 3 | 3 | 2 | o | 21 | 1 | 1 | 16.497 | 53.7207 | 21.8448 | 44.0249 | 38.9866 | 19.3467 | 10.1969 | 11.3302 |  | 2 | 88 | 13.744 | 30.9924 | 30.12 |  | 8.4938 | 27.2282 | 45713.6785 | 7.9829 | 17.6598 | 10.5707 | 40.4056 | 34.5619 | 17.281 | 9.7302 | 9.6586 |  | 2 | 91 | 5.9572 | 16.1784 | 25.1 |  | 10.3564 | 16.942 | 220160.8292 | 36.3107 | 1.9219 | 8.0361 | 11.3538 | 4.9578 | -20.6 | - | 32.387 | 0.88496 | 12.8605 | 11.6765 | 4.7672 | -12.9293 | -
| 24 | 34 |  |  |  |  | 1 | 4 | 3 | 2 | 2 | 4322 | 8 | 13 | 3 | 3 | 2 | o | 23 | 1 | 1 | 16.497 | 53.7207 | 21.8448 | 44.0249 | 38.9866 | 19.3467 | 10.1969 | 11.3302 |  | 2 | 88 | 82.5611 |  | 30.12 |  | 8.4938 | 27.2282 | 51009.1352 | 7.9829 | 17.6598 | 10.5707 | 40.4056 | 34.5619 | 17.281 | 9.7302 | 9.6586 |  | 2 | 91 | 45.5069 |  | 25.1 |  | 10.3564 | 16.942 | 243298.4378 | 10.5482 | 1.3643 | 2.2863 | 11.3538 | 4.9578 | -20.6 | - | 9.623 | 0.57301 | 3.7424 | 11.6765 | 4.7672 | -12.9293 | -
| 25 | 31 |  |  |  |  | 0 | 4 | 3 | 1 | 1 | 4311 | 5 | 20 | 3 | 3 | 2 | o | 21 | 1 | 0 | 16.497 | 53.7207 | 21.8448 | 44.0249 | [5 empty] | 2 | 88 | 13.744 | 30.9924 | 30.12 |  | 8.4938 |  | 30721.2871 | 7.9829 | 17.6598 | 10.5707 | 40.4056 | [5 empty] | 2 | 91 | 5.9572 | 16.1784 | 25.1 |  | 10.3564 |  | 132868.8859 | 52.9455 | 8.4536 | 8.0361 | 11.3538 | 0.54156 | 0 | - | 47.2639 | 7.2791 | 12.8605 | 11.6765 | 0.46212 | 0 | -
| 26 | 31 |  |  |  |  | 0 | 4 | 3 | 1 | 1 | 4311 | 5 | 20 | 3 | 3 | 2 | o | 21 | 1 | 1 | 16.497 | 53.7207 | 21.8448 | 44.0249 | [5 empty] | 2 | 88 | 13.744 | 30.9924 | 30.12 |  | 8.4938 | 27.2282 | 34533.2316 | 7.9829 | 17.6598 | 10.5707 | 40.4056 | [5 empty] | 2 | 91 | 5.9572 | 16.1784 | 25.1 |  | 10.3564 | 16.942 | 149641.4415 | 52.9455 | 8.4536 | 8.0361 | 11.3538 | 0.54156 | -20.6 | - | 47.2639 | 7.2791 | 12.8605 | 11.6765 | 0.46212 | -12.9293 | -
| 27 | 32 |  |  |  |  | 0 | 4 | 3 | 2 | 1 | 4321 | 5 | 20 | 3 | 3 | 2 | o | 21 | 1 | 1 | 16.497 | 53.7207 | 21.8448 | 44.0249 | 38.9866 | 19.3467 |  |  |  | 2 | 88 | 13.744 | 30.9924 | 30.12 |  | 8.4938 | 27.2282 | 42699.8931 | 7.9829 | 17.6598 | 10.5707 | 40.4056 | 34.5619 | 17.281 |  |  |  | 2 | 91 | 5.9572 | 16.1784 | 25.1 |  | 10.3564 | 16.942 | 200965.9215 | 52.9445 | 2.1051 | 8.0361 | 11.3538 | 0.42073 | -20.6 | - | 47.2718 | 1.0569 | 12.8605 | 11.6765 | 0.37362 | -12.9293 | -

## SP_Madrid
| CLIMATE ZONE | [20 empty] | SP_Madrid
| Energy efficiency measure or package of measures - RESIDENTIAL | [20 empty] | INVESTMENT COST [€/m2] | [35 empty] | (NET) PRIMARY ENERGY [kWh/m2]
Year | Nº |  | Code variant | [18 empty] | Codes Cost database(*) | [16 empty] | SFH | Codes Cost database | [16 empty] | AB | [6 empty] | SFH | [6 empty] | AB
|  | Variant E+ | e | w | c | L | HR | E | W | C | HR |  | HE | CO | HE-E | CO-E | C | L | DHW | RES-ST | RES-PV | R | W | B | Win | NC | SS | HR I | HR II | L | - | - | HE | CO | E | Control | DHW-ST | PV | 140 | R | W | B | Win | NC | SS | HR I | HR II | L | - | - | HE | CO | E | Control | DHW-ST | PV | 990 | H | C | DHW | L | AUX | RES-E | 140 | H | C | DHW | L | AUX | RES-E | 990
2010 | 1 | 1 | - | - | o | o | 0 | 1 | 1 | 1 | 1 | 1111 | 2 | 11 | 2 | 3 | 1 | o | 14 | 0 | 0 | 1 | 23 | 0 | 80 | 0 | 102 | 0 | 0 | 0 | - | - | 145 | 139 | 152 | 160 | 0 | 0 | 221.751 | 1 | 23 | 0 | 81 | 0 | 103 | 0 | 0 | 0 | - | - | 146 | 140 | 153 | 160 | 0 | 0 | 130.0872 | 162.3225 | 39.5197 | 18.475 | 21.5722 | 1.7834 | 0 | 243.6728 | 110.9292 | 18.8808 | 28.5125 | 22.1853 | 1.1444 | 0 | 181.6522
| 2 | 7 | o | - | o | o | 0 | 2 | 1 | 1 | 1 | 2111 | 6 | 11 | 1 | 3 | 1 | o | 15 | 0 | 0 | 13 | 33 | 63 | 80 | 0 | 102 | 0 | 0 | 0 | - | - | 121 | 139 | 148 | 160 | 0 | 0 | 336.1629 | 13 | 33 | 63 | 81 | 0 | 103 | 0 | 0 | 0 | - | - | 122 | 140 | 149 | 160 | 0 | 0 | 183.8316 | 54.3847 | 28.3677 | 15.5579 | 21.5722 | 1.2529 | 0 | 121.1354 | 42.2701 | 14.0728 | 24.0105 | 22.1853 | 0.90576 | 0 | 103.4444
| 3 | 17 | o+ | - | o | o | 0 | 3 | 1 | 1 | 1 | 3111 | 6 | 11 | 1 | 3 | 1 | o | 15 | 0 | 0 | 15 | 35 | 65 | 80 | 0 | 102 | 0 | 0 | 0 | - | - | 121 | 139 | 148 | 160 | 0 | 0 | 358.7289 | 15 | 35 | 65 | 81 | 0 | 103 | 0 | 0 | 0 | - | - | 122 | 140 | 149 | 160 | 0 | 0 | 193.7349 | 48.2241 | 28.3216 | 15.5579 | 21.5722 | 1.2316 | 0 | 114.9074 | 38.6226 | 14.203 | 24.0105 | 22.1853 | 0.89672 | 0 | 99.9181
| 4 | 24 | o+ | o+ | + | o | 0 | 3 | 3 | 2 | 1 | 3321 | 6 | 11 | 1 | 3 | 1 | o | 15 | 0 | 0 | 15 | 35 | 65 | 90 | 116 | 108 | 0 | 0 | 0 | - | - | 121 | 139 | 148 | 160 | 0 | 0 | 512.7161 | 15 | 35 | 65 | 91 | 117 | 109 | 0 | 0 | 0 | - | - | 122 | 140 | 149 | 160 | 0 | 0 | 260.764 | 20.9311 | 9.455 | 15.5579 | 21.5722 | 0.80187 | 0 | 68.318 | 19.3379 | 4.4985 | 24.0105 | 22.1853 | 0.72552 | 0 | 70.7577
| 5 | 32 | + | o+ | + | o | 0 | 4 | 3 | 2 | 1 | 4321 | 6 | 11 | 1 | 3 | 1 | o | 15 | 0 | 0 | 17 | 37 | 67 | 90 | 116 | 108 | 0 | 0 | 0 | - | - | 121 | 139 | 148 | 160 | 0 | 0 | 543.893 | 17 | 37 | 67 | 91 | 117 | 109 | 0 | 0 | 0 | - | - | 122 | 140 | 149 | 160 | 0 | 0 | 274.8341 | 17.7769 | 9.0858 | 15.5579 | 21.5722 | 0.78727 | 0 | 64.78 | 17.3789 | 4.3561 | 24.0105 | 22.1853 | 0.71875 | 0 | 68.6496
| 6 | 26 | o+ | o+ | + | o | 1 | 3 | 3 | 2 | 2 | 3322 | 6 | 11 | 1 | 3 | 1 | o | 15 | 0 | 0 | 15 | 35 | 65 | 90 | 116 | 108 | 169 | 167 | 0 | - | - | 121 | 139 | 148 | 160 | 0 | 0 | 536.2682 | 15 | 35 | 65 | 91 | 117 | 109 | 170 | 168 | 0 | - | - | 122 | 140 | 149 | 160 | 0 | 0 | 279.6374 | 15.0933 | 8.4765 | 15.5579 | 21.5722 | 9.4485 | 0 | 70.1484 | 12.753 | 3.6384 | 24.0105 | 22.1853 | 9.5635 | 0 | 72.1507
| 7 | 34 | + | o+ | + | o | 1 | 4 | 3 | 2 | 2 | 4322 | 6 | 11 | 1 | 3 | 1 | o | 15 | 0 | 0 | 17 | 37 | 67 | 90 | 116 | 108 | 169 | 167 | 0 | - | - | 121 | 139 | 148 | 160 | 0 | 0 | 567.4451 | 17 | 37 | 67 | 91 | 117 | 109 | 170 | 168 | 0 | - | - | 122 | 140 | 149 | 160 | 0 | 0 | 293.7075 | 12.6251 | 8.1215 | 15.5579 | 21.5722 | 9.4339 | 0 | 67.3106 | 11.2043 | 3.5022 | 24.0105 | 22.1853 | 9.5572 | 0 | 70.4595
| 8 | 7 | o | - | o | o | 0 | 2 | 1 | 1 | 1 | 2111 | 7 | 12 | 1 | 1 | 2 | o | 16 | 0 | 0 | 13 | 33 | 63 | 80 | 0 | 102 | 0 | 0 | 0 | - | - | 127 | 0 | 148 | 162 | 0 | 0 | 306.3479 | 13 | 33 | 63 | 81 | 0 | 103 | 0 | 0 | 0 | - | - | 128 | 0 | 149 | 162 | 0 | 0 | 179.6025 | 35.498 | 25.053 | 11.1044 | 21.5722 | 1.2529 | 0 | 94.4805 | 28.4835 | 13.0072 | 17.692 | 22.1853 | 0.90576 | 0 | 82.2738
| 9 | 17 | o+ | - | o | o | 0 | 3 | 1 | 1 | 1 | 3111 | 7 | 12 | 1 | 1 | 2 | o | 16 | 0 | 0 | 15 | 35 | 65 | 80 | 0 | 102 | 0 | 0 | 0 | - | - | 127 | 0 | 148 | 162 | 0 | 0 | 328.9139 | 15 | 35 | 65 | 81 | 0 | 103 | 0 | 0 | 0 | - | - | 128 | 0 | 149 | 162 | 0 | 0 | 189.5058 | 31.6983 | 24.9286 | 11.1825 | 21.5722 | 1.2316 | 0 | 90.6132 | 26.0722 | 13.0786 | 17.7237 | 22.1853 | 0.89672 | 0 | 79.9565
| 10 | 24 | o+ | o+ | + | o | 0 | 3 | 3 | 2 | 1 | 3321 | 7 | 12 | 1 | 1 | 2 | o | 16 | 0 | 0 | 15 | 35 | 65 | 90 | 116 | 108 | 0 | 0 | 0 | - | - | 127 | 0 | 148 | 162 | 0 | 0 | 485.8513 | 15 | 35 | 65 | 91 | 117 | 109 | 0 | 0 | 0 | - | - | 128 | 0 | 149 | 162 | 0 | 0 | 256.6007 | 14.5004 | 9.2211 | 11.7857 | 21.5722 | 0.80187 | 0 | 57.8814 | 13.4964 | 4.2615 | 18.3242 | 22.1853 | 0.72552 | 0 | 58.9929
| 11 | 32 | + | o+ | + | o | 0 | 4 | 3 | 2 | 1 | 4321 | 7 | 12 | 1 | 1 | 2 | o | 16 | 0 | 0 | 17 | 37 | 67 | 90 | 116 | 108 | 0 | 0 | 0 | - | - | 127 | 0 | 148 | 162 | 0 | 0 | 517.0282 | 17 | 37 | 67 | 91 | 117 | 109 | 0 | 0 | 0 | - | - | 128 | 0 | 149 | 162 | 0 | 0 | 270.6708 | 12.5204 | 8.909 | 11.982 | 21.5722 | 0.78727 | 0 | 55.7708 | 12.2325 | 4.1251 | 18.4803 | 22.1853 | 0.71875 | 0 | 57.7419
| 12 | 26 | o+ | o+ | + | o | 1 | 3 | 3 | 2 | 2 | 3322 | 7 | 12 | 1 | 1 | 2 | o | 16 | 0 | 0 | 15 | 35 | 65 | 90 | 116 | 108 | 169 | 167 | 0 | - | - | 127 | 0 | 148 | 162 | 0 | 0 | 509.4035 | 15 | 35 | 65 | 91 | 117 | 109 | 170 | 168 | 0 | - | - | 128 | 0 | 149 | 162 | 0 | 0 | 275.4742 | 10.7988 | 8.269 | 12.172 | 21.5722 | 9.4485 | 0 | 62.2605 | 9.2113 | 3.4334 | 18.9638 | 22.1853 | 9.5635 | 0 | 63.3571
| 13 | 34 | + | o+ | + | o | 1 | 4 | 3 | 2 | 2 | 4322 | 7 | 12 | 1 | 1 | 2 | o | 16 | 0 | 0 | 17 | 37 | 67 | 90 | 116 | 108 | 169 | 167 | 0 | - | - | 127 | 0 | 148 | 162 | 0 | 0 | 540.5803 | 17 | 37 | 67 | 91 | 117 | 109 | 170 | 168 | 0 | - | - | 128 | 0 | 149 | 162 | 0 | 0 | 289.5443 | 9.2311 | 7.9732 | 12.4389 | 21.5722 | 9.4339 | 0 | 60.6493 | 8.1974 | 3.3043 | 19.2091 | 22.1853 | 9.5572 | 0 | 62.4533
| 14 | 34 | + | o+ | + | o | 1 | 4 | 3 | 2 | 2 | 4322 | 6 | 11 | 1 | 3 | 1 | o | 21 | 1 | 1 | 17 | 37 | 67 | 90 | 116 | 108 | 169 | 167 | 0 | - | - | 121 | 139 | 148 | 160 | 185 | 184 | 639.5085 | 17 | 37 | 67 | 91 | 117 | 109 | 170 | 168 | 0 | - | - | 122 | 140 | 149 | 160 | 186 | 184 | 348.5833 | 12.6251 | 8.1215 | 5.4 | 21.5722 | 9.4339 | -42.56 | 14.5927 | 11.2043 | 3.5022 | 8.8707 | 22.1853 | 9.5572 | -26.3582 | 28.9615
| 15 | 7 | o | - | o | o | 0 | 2 | 1 | 1 | 1 | 2111 | 7 | 12 | 1 | 1 | 2 | o | 22 | 1 | 1 | 13 | 33 | 63 | 80 | 0 | 102 | 0 | 0 | 0 | - | - | 127 | 0 | 148 | 162 | 185 | 184 | 378.4113 | 13 | 33 | 63 | 81 | 0 | 103 | 0 | 0 | 0 | - | - | 128 | 0 | 149 | 162 | 186 | 184 | 234.4783 | 35.498 | 25.053 | 3.8542 | 21.5722 | 1.2529 | -42.56 | 44.6703 | 28.4835 | 13.0072 | 6.5363 | 22.1853 | 0.90576 | -26.3582 | 44.7599
| 16 | 17 | o+ | - | o | o | 0 | 3 | 1 | 1 | 1 | 3111 | 7 | 12 | 1 | 1 | 2 | o | 22 | 1 | 1 | 15 | 35 | 65 | 80 | 0 | 102 | 0 | 0 | 0 | - | - | 127 | 0 | 148 | 162 | 185 | 184 | 400.9773 | 15 | 35 | 65 | 81 | 0 | 103 | 0 | 0 | 0 | - | - | 128 | 0 | 149 | 162 | 186 | 184 | 244.3816 | 31.6983 | 24.9286 | 3.8813 | 21.5722 | 1.2316 | -42.56 | 40.7521 | 26.0722 | 13.0786 | 6.548 | 22.1853 | 0.89672 | -26.3582 | 42.4226
| 17 | 24 | o+ | o+ | + | o | 0 | 3 | 3 | 2 | 1 | 3321 | 7 | 12 | 1 | 1 | 2 | o | 22 | 1 | 1 | 15 | 35 | 65 | 90 | 116 | 108 | 0 | 0 | 0 | - | - | 127 | 0 | 148 | 162 | 185 | 184 | 557.9147 | 15 | 35 | 65 | 91 | 117 | 109 | 0 | 0 | 0 | - | - | 128 | 0 | 149 | 162 | 186 | 184 | 311.4765 | 14.5004 | 9.2211 | 4.0907 | 21.5722 | 0.80187 | -42.56 | 7.6264 | 13.4964 | 4.2615 | 6.7699 | 22.1853 | 0.72552 | -26.3582 | 21.0804
| 18 | 32 | + | o+ | + | o | 0 | 4 | 3 | 2 | 1 | 4321 | 7 | 12 | 1 | 1 | 2 | o | 22 | 1 | 1 | 17 | 37 | 67 | 90 | 116 | 108 | 0 | 0 | 0 | - | - | 127 | 0 | 148 | 162 | 185 | 184 | 589.0916 | 17 | 37 | 67 | 91 | 117 | 109 | 0 | 0 | 0 | - | - | 128 | 0 | 149 | 162 | 186 | 184 | 325.5466 | 12.5204 | 8.909 | 4.1588 | 21.5722 | 0.78727 | -42.56 | 5.3877 | 12.2325 | 4.1251 | 6.8276 | 22.1853 | 0.71875 | -26.3582 | 19.731
| 19 | 26 | o+ | o+ | + | o | 1 | 3 | 3 | 2 | 2 | 3322 | 7 | 12 | 1 | 1 | 2 | o | 22 | 1 | 1 | 15 | 35 | 65 | 90 | 116 | 108 | 169 | 167 | 0 | - | - | 127 | 0 | 148 | 162 | 185 | 184 | 581.4668 | 15 | 35 | 65 | 91 | 117 | 109 | 170 | 168 | 0 | - | - | 128 | 0 | 149 | 162 | 186 | 184 | 330.35 | 10.7988 | 8.269 | 4.2248 | 21.5722 | 9.4485 | -42.56 | 11.7533 | 9.2113 | 3.4334 | 7.0062 | 22.1853 | 9.5635 | -26.3582 | 25.0414
| 20 | 34 | + | o+ | + | o | 1 | 4 | 3 | 2 | 2 | 4322 | 7 | 12 | 1 | 1 | 2 | o | 22 | 1 | 1 | 17 | 37 | 67 | 90 | 116 | 108 | 169 | 167 | 0 | - | - | 127 | 0 | 148 | 162 | 185 | 184 | 612.6437 | 17 | 37 | 67 | 91 | 117 | 109 | 170 | 168 | 0 | - | - | 128 | 0 | 149 | 162 | 186 | 184 | 344.4201 | 9.2311 | 7.9732 | 4.3174 | 21.5722 | 9.4339 | -42.56 | 9.9678 | 8.1974 | 3.3043 | 7.0968 | 22.1853 | 9.5572 | -26.3582 | 23.9828
| 21 | 9 |  |  |  |  | 0 | 2 | 2 | 1 | 1 | 2211 | 7 | 12 | 1 | 1 | 2 | o | 16 | 0 | 1 | 13 | 33 | 63 | 88 | 0 | 102 | 0 | 0 | 0 | - | - | 127 | 0 | 148 | 162 | 0 | 184 | 423.1485 | 13 | 33 | 63 | 89 | 0 | 103 | 0 | 0 | 0 | - | - | 128 | 0 | 149 | 162 | 0 | 184 | 238.6109 | 23.7172 | 23.2058 | 11.3354 | 21.5722 | 1.1431 | -42.56 | 38.4138 | 19.0816 | 11.7546 | 17.8787 | 22.1853 | 0.85217 | -26.3582 | 45.3943
| 22 | 9 |  |  |  |  | 0 | 2 | 2 | 1 | 1 | 2211 | 5 | 20 | 3 | 3 | 2 | o | 15 | 0 | 0 | 13 | 33 | 63 | 88 | 0 | 102 | 0 | 0 | 0 | - | - | 121 | 142 | 154 | 162 | 0 | 0 | 352.1947 | 13 | 33 | 63 | 89 | 0 | 103 | 0 | 0 | 0 | - | - | 122 | 143 | 155 | 162 | 0 | 0 | 181.4854 | 32.8877 | 22.969 | 15.5579 | 21.5722 | 1.1431 | 0 | 94.1299 | 25.8902 | 11.6347 | 24.0105 | 22.1853 | 0.85217 | 0 | 84.5728
| 23 | 9 |  |  |  |  | 0 | 2 | 2 | 1 | 1 | 2211 | 7 | 12 | 1 | 1 | 2 | o | 16 | 0 | 1 | 13 | 33 | 63 | 88 | 0 | 102 | 0 | 0 | 0 | - | - | 127 | 0 | 148 | 162 | 0 | 184 | 423.1485 | 13 | 33 | 63 | 89 | 0 | 103 | 0 | 0 | 0 | - | - | 128 | 0 | 149 | 162 | 0 | 184 | 238.6109 | 23.7172 | 23.2058 | 11.3354 | 21.5722 | 1.1431 | -42.56 | 38.4138 | 19.0816 | 11.7546 | 17.8787 | 22.1853 | 0.85217 | -26.3582 | 45.3943
| 24 | 32 |  |  |  |  | 0 | 4 | 3 | 2 | 1 | 4321 | 7 | 12 | 3 | 3 | 2 | o | 22 | 1 | 1 | 17 | 37 | 67 | 90 | 116 | 108 | 0 | 0 | 0 | - | - | 127 | 0 | 154 | 162 | 185 | 184 | 550.5166 | 17 | 37 | 67 | 91 | 117 | 109 | 0 | 0 | 0 | - | - | 128 | 0 | 155 | 162 | 186 | 184 | 297.7666 | 12.9158 | 8.8181 | 4.1588 | 21.5722 | 0.78727 | -42.56 | 5.6921 | 12.6188 | 4.083 | 6.8276 | 22.1853 | 0.71875 | -26.3582 | 20.0752
| 25 | 10 |  |  |  |  | 0 | 2 | 2 | 2 | 1 | 2221 | 6 | 20 | 1 | 1 | 2 | o | 21 | 1 | 1 | 13 | 33 | 63 | 88 | 116 | 108 | 0 | 0 | 0 | - | - | 121 | 142 | 148 | 162 | 185 | 184 | 535.8241 | 13 | 33 | 63 | 89 | 117 | 109 | 0 | 0 | 0 | - | - | 122 | 143 | 149 | 162 | 186 | 184 | 296.5712 | 31.2384 | 9.9655 | 5.4 | 21.5722 | 0.86181 | -42.56 | 26.478 | 24.5874 | 4.5511 | 8.8707 | 22.1853 | 0.75198 | -26.3582 | 34.5883
| 26 | 19 |  |  |  |  | 0 | 3 | 2 | 1 | 1 | 3211 | 6 | 20 | 1 | 1 | 2 | o | 15 | 0 | 0 | 15 | 35 | 65 | 88 | 0 | 102 | 0 | 0 | 0 | - | - | 121 | 142 | 148 | 162 | 0 | 0 | 413.3357 | 15 | 35 | 65 | 89 | 0 | 103 | 0 | 0 | 0 | - | - | 122 | 143 | 149 | 162 | 0 | 0 | 219.1688 | 26.2456 | 23.1357 | 15.5579 | 21.5722 | 1.1266 | 0 | 87.638 | 21.5829 | 11.8538 | 24.0105 | 22.1853 | 0.84575 | 0 | 80.4782
| 27 | 23 |  |  |  |  | 0 | 3 | 3 | 1 | 1 | 3311 | 7 | 12 | 3 | 3 | 2 | o | 22 | 1 | 1 | 15 | 35 | 65 | 90 | 0 | 102 | 0 | 0 | 0 | - | - | 127 | 0 | 154 | 162 | 185 | 184 | 446.3486 | 15 | 35 | 65 | 91 | 0 | 103 | 0 | 0 | 0 | - | - | 128 | 0 | 155 | 162 | 186 | 184 | 251.2665 | 14.9256 | 24.3902 | 4.0829 | 21.5722 | 1.1415 | -42.56 | 23.5525 | 13.914 | 12.4947 | 6.7685 | 22.1853 | 0.84625 | -26.3582 | 29.8505
| 28 | 32 |  |  |  |  | 0 | 4 | 3 | 2 | 1 | 4321 | 7 | 12 | 3 | 3 | 2 | o | 22 | 1 | 1 | 17 | 37 | 67 | 90 | 116 | 108 | 0 | 0 | 0 | - | - | 127 | 0 | 154 | 162 | 185 | 184 | 550.5166 | 17 | 37 | 67 | 91 | 117 | 109 | 0 | 0 | 0 | - | - | 128 | 0 | 155 | 162 | 186 | 184 | 297.7666 | 12.9158 | 8.8181 | 4.1588 | 21.5722 | 0.78727 | -42.56 | 5.6921 | 12.6188 | 4.083 | 6.8276 | 22.1853 | 0.71875 | -26.3582 | 20.0752
[58 empty] | Energy use[kWh/m2y] - SFH | [6 empty] | Energy use[kWh/m2y] - AB
| Nº | Variant E+ | e | w | c | L | HR | E | W | C | HR |  | HE | CO | HE-E | CO-E | C | L | DHW | RES-ST | RES-PV | R | W | B | Win | NC | SS | HR I | HR II | L | Performance | HE Code | HE | CO | E | Control | DHW-ST | PV | Total SFH | Roof | Walls | Basement | Windows | NC | SS | Heat Recovery - grilles and ducts | Heat Recovery - unit | L |  |  | Heating Generation | CO | Emission | Control | Thermal Solar | PV | Total AB | H | C | DHW | L | AUX | RES-E | - | H | C | DHW | L | AUX | RES-E | -
2010 | 1 | 1 | - | - | o | o | 0 | 1 | 1 | 1 | 1 | 1111 | 2 | 11 | 2 | 3 | 1 | o | 14 | 0 | 0 | 53.3212 | 35.25 |  | 16.642 |  | 12.5545 |  |  |  | 0 | 26 | 11.3436 | 11.4323 | 66.802 | 14.4054 |  |  | 31045.1467 | 25.8021 | 14.6182 |  | 7.5485 |  | 5.1273 |  |  |  | 0 | 29 | 5.9218 | 5.1512 | 63.881 | 2.0371 |  |  | 128786.3273 | 162.3225 | 20.7998 | 18.475 | 11.3538 | 0.93865 | 0 | - | 110.9292 | 9.9373 | 28.5125 | 11.6765 | 0.60233 | 0 | -
| 2 | 7 | o | - | o | o | 0 | 2 | 1 | 1 | 1 | 2111 | 6 | 11 | 1 | 3 | 1 | o | 15 | 0 | 0 | 18.8233 | 101.3438 | 20.3344 | 16.642 |  | 12.5545 |  |  |  | 1 | 27 | 22.9691 | 36.6167 | 92.4738 | 14.4054 |  |  | 47062.8068 | 9.1086 | 42.0273 | 9.8398 | 7.5485 |  | 5.1273 |  |  |  | 1 | 30 | 11.8226 | 14.6417 | 81.6788 | 2.0371 |  |  | 181993.2625 | 54.3847 | 14.9304 | 15.5579 | 11.3538 | 0.6594 | 0 | - | 42.2701 | 7.4067 | 24.0105 | 11.6765 | 0.47671 | 0 | -
| 3 | 17 | o+ | - | o | o | 0 | 3 | 1 | 1 | 1 | 3111 | 6 | 11 | 1 | 3 | 1 | o | 15 | 0 | 0 | 23.3127 | 116.0312 | 23.7234 | 16.642 |  | 12.5545 |  |  |  | 1 | 27 | 22.9691 | 36.6167 | 92.4738 | 14.4054 |  |  | 50222.0476 | 11.281 | 48.1182 | 11.4797 | 7.5485 |  | 5.1273 |  |  |  | 1 | 30 | 11.8226 | 14.6417 | 81.6788 | 2.0371 |  |  | 191797.535 | 48.2241 | 14.9061 | 15.5579 | 11.3538 | 0.64821 | 0 | - | 38.6226 | 7.4753 | 24.0105 | 11.6765 | 0.47196 | 0 | -
| 4 | 24 | o+ | o+ | + | o | 0 | 3 | 3 | 2 | 1 | 3321 | 6 | 11 | 1 | 3 | 1 | o | 15 | 0 | 0 | 23.3127 | 116.0312 | 23.7234 | 115.9986 | 56.3491 | 29.1964 |  |  |  | 2 | 28 | 13.0904 | 28.135 | 92.4738 | 14.4054 |  |  | 71780.2524 | 11.281 | 48.1182 | 11.4797 | 51.6316 | 24.7391 | 12.8182 |  |  |  | 2 | 31 | 7.1208 | 9.8594 | 81.6788 | 2.0371 |  |  | 258156.3304 | 20.9311 | 4.9763 | 15.5579 | 11.3538 | 0.42204 | 0 | - | 19.3379 | 2.3676 | 24.0105 | 11.6765 | 0.38185 | 0 | -
| 5 | 32 | + | o+ | + | o | 0 | 4 | 3 | 2 | 1 | 4321 | 6 | 11 | 1 | 3 | 1 | o | 15 | 0 | 0 | 36.7811 | 130.7188 | 26.7445 | 115.9986 | 56.3491 | 29.1964 |  |  |  | 2 | 28 | 13.0904 | 28.135 | 92.4738 | 14.4054 |  |  | 76145.0159 | 17.7983 | 54.2091 | 12.9416 | 51.6316 | 24.7391 | 12.8182 |  |  |  | 2 | 31 | 7.1208 | 9.8594 | 81.6788 | 2.0371 |  |  | 272085.7254 | 17.7769 | 4.782 | 15.5579 | 11.3538 | 0.41435 | 0 | - | 17.3789 | 2.2927 | 24.0105 | 11.6765 | 0.37829 | 0 | -
| 6 | 26 | o+ | o+ | + | o | 1 | 3 | 3 | 2 | 2 | 3322 | 6 | 11 | 1 | 3 | 1 | o | 15 | 0 | 0 | 23.3127 | 116.0312 | 23.7234 | 115.9986 | 56.3491 | 29.1964 | 11.9062 | 11.6459 |  | 2 | 28 | 13.0904 | 28.135 | 92.4738 | 14.4054 |  |  | 75077.5534 | 11.281 | 48.1182 | 11.4797 | 51.6316 | 24.7391 | 12.8182 | 10.3229 | 8.5506 |  | 2 | 31 | 7.1208 | 9.8594 | 81.6788 | 2.0371 |  |  | 276841.0683 | 15.0933 | 4.4613 | 15.5579 | 11.3538 | 4.9729 | 0 | - | 12.753 | 1.9149 | 24.0105 | 11.6765 | 5.0334 | 0 | -
| 7 | 34 | + | o+ | + | o | 1 | 4 | 3 | 2 | 2 | 4322 | 6 | 11 | 1 | 3 | 1 | o | 15 | 0 | 0 | 36.7811 | 130.7188 | 26.7445 | 115.9986 | 56.3491 | 29.1964 | 11.9062 | 11.6459 |  | 2 | 28 | 13.0904 | 28.135 | 92.4738 | 14.4054 |  |  | 79442.3169 | 17.7983 | 54.2091 | 12.9416 | 51.6316 | 24.7391 | 12.8182 | 10.3229 | 8.5506 |  | 2 | 31 | 7.1208 | 9.8594 | 81.6788 | 2.0371 |  |  | 290770.4632 | 12.6251 | 4.2745 | 15.5579 | 11.3538 | 4.9652 | 0 | - | 11.2043 | 1.8433 | 24.0105 | 11.6765 | 5.0301 | 0 | -
| 8 | 7 | o | - | o | o | 0 | 2 | 1 | 1 | 1 | 2111 | 7 | 12 | 1 | 1 | 2 | o | 16 | 0 | 0 | 18.8233 | 101.3438 | 20.3344 | 16.642 |  | 12.5545 |  |  |  | 1 | 27 | 35.8305 |  | 92.4738 | 8.3457 |  |  | 42888.7058 | 9.1086 | 42.0273 | 9.8398 | 7.5485 |  | 5.1273 |  |  |  | 1 | 30 | 23.6822 |  | 81.6788 | 0.5901 |  |  | 177806.4712 | 18.6832 | 13.1858 | 5.8444 | 11.3538 | 0.6594 | 0 | - | 14.9913 | 6.8459 | 9.3116 | 11.6765 | 0.47671 | 0 | -
| 9 | 17 | o+ | - | o | o | 0 | 3 | 1 | 1 | 1 | 3111 | 7 | 12 | 1 | 1 | 2 | o | 16 | 0 | 0 | 23.3127 | 116.0312 | 23.7234 | 16.642 |  | 12.5545 |  |  |  | 1 | 27 | 35.8305 |  | 92.4738 | 8.3457 |  |  | 46047.9465 | 11.281 | 48.1182 | 11.4797 | 7.5485 |  | 5.1273 |  |  |  | 1 | 30 | 23.6822 |  | 81.6788 | 0.5901 |  |  | 187610.7438 | 16.6833 | 13.1203 | 5.8855 | 11.3538 | 0.64821 | 0 | - | 13.7222 | 6.8835 | 9.3282 | 11.6765 | 0.47196 | 0 | -
| 10 | 24 | o+ | o+ | + | o | 0 | 3 | 3 | 2 | 1 | 3321 | 7 | 12 | 1 | 1 | 2 | o | 16 | 0 | 0 | 23.3127 | 116.0312 | 23.7234 | 115.9986 | 56.3491 | 29.1964 |  |  |  | 2 | 28 | 20.4203 |  | 92.4738 | 8.3457 |  |  | 68019.1841 | 11.281 | 48.1182 | 11.4797 | 51.6316 | 24.7391 | 12.8182 |  |  |  | 2 | 31 | 14.264 |  | 81.6788 | 0.5901 |  |  | 254034.7226 | 7.6318 | 4.8532 | 6.203 | 11.3538 | 0.42204 | 0 | - | 7.1034 | 2.2429 | 9.6443 | 11.6765 | 0.38185 | 0 | -
| 11 | 32 | + | o+ | + | o | 0 | 4 | 3 | 2 | 1 | 4321 | 7 | 12 | 1 | 1 | 2 | o | 16 | 0 | 0 | 36.7811 | 130.7188 | 26.7445 | 115.9986 | 56.3491 | 29.1964 |  |  |  | 2 | 28 | 20.4203 |  | 92.4738 | 8.3457 |  |  | 72383.9476 | 17.7983 | 54.2091 | 12.9416 | 51.6316 | 24.7391 | 12.8182 |  |  |  | 2 | 31 | 14.264 |  | 81.6788 | 0.5901 |  |  | 267964.1175 | 6.5897 | 4.6889 | 6.3063 | 11.3538 | 0.41435 | 0 | - | 6.4381 | 2.1711 | 9.7265 | 11.6765 | 0.37829 | 0 | -
| 12 | 26 | o+ | o+ | + | o | 1 | 3 | 3 | 2 | 2 | 3322 | 7 | 12 | 1 | 1 | 2 | o | 16 | 0 | 0 | 23.3127 | 116.0312 | 23.7234 | 115.9986 | 56.3491 | 29.1964 | 11.9062 | 11.6459 |  | 2 | 28 | 20.4203 |  | 92.4738 | 8.3457 |  |  | 71316.4851 | 11.281 | 48.1182 | 11.4797 | 51.6316 | 24.7391 | 12.8182 | 10.3229 | 8.5506 |  | 2 | 31 | 14.264 |  | 81.6788 | 0.5901 |  |  | 272719.4604 | 5.6836 | 4.3521 | 6.4063 | 11.3538 | 4.9729 | 0 | - | 4.848 | 1.807 | 9.9809 | 11.6765 | 5.0334 | 0 | -
| 13 | 34 | + | o+ | + | o | 1 | 4 | 3 | 2 | 2 | 4322 | 7 | 12 | 1 | 1 | 2 | o | 16 | 0 | 0 | 36.7811 | 130.7188 | 26.7445 | 115.9986 | 56.3491 | 29.1964 | 11.9062 | 11.6459 |  | 2 | 28 | 20.4203 |  | 92.4738 | 8.3457 |  |  | 75681.2486 | 17.7983 | 54.2091 | 12.9416 | 51.6316 | 24.7391 | 12.8182 | 10.3229 | 8.5506 |  | 2 | 31 | 14.264 |  | 81.6788 | 0.5901 |  |  | 286648.8554 | 4.8585 | 4.1964 | 6.5468 | 11.3538 | 4.9652 | 0 | - | 4.3144 | 1.7391 | 10.1101 | 11.6765 | 5.0301 | 0 | -
| 14 | 34 | + | o+ | + | o | 1 | 4 | 3 | 2 | 2 | 4322 | 6 | 11 | 1 | 3 | 1 | o | 21 | 1 | 1 | 36.7811 | 130.7188 | 26.7445 | 115.9986 | 56.3491 | 29.1964 | 11.9062 | 11.6459 |  | 2 | 28 | 13.0904 | 28.135 | 92.4738 | 14.4054 | 14.0698 | 57.9936 | 89531.1869 | 17.7983 | 54.2091 | 12.9416 | 51.6316 | 24.7391 | 12.8182 | 10.3229 | 8.5506 |  | 2 | 31 | 7.1208 | 9.8594 | 81.6788 | 2.0371 | 18.7909 | 36.0849 | 345097.4632 | 12.6251 | 4.2745 | 5.4 | 11.3538 | 4.9652 | -22.4 | - | 11.2043 | 1.8433 | 8.8707 | 11.6765 | 5.0301 | -13.8727 | -
| 15 | 7 | o | - | o | o | 0 | 2 | 1 | 1 | 1 | 2111 | 7 | 12 | 1 | 1 | 2 | o | 22 | 1 | 1 | 18.8233 | 101.3438 | 20.3344 | 16.642 |  | 12.5545 |  |  |  | 1 | 27 | 35.8305 |  | 92.4738 | 8.3457 | 14.0698 | 57.9936 | 52977.5758 | 9.1086 | 42.0273 | 9.8398 | 7.5485 |  | 5.1273 |  |  |  | 1 | 30 | 23.6822 |  | 81.6788 | 0.5901 | 18.7909 | 36.0849 | 232133.4712 | 18.6832 | 13.1858 | 2.0285 | 11.3538 | 0.6594 | -22.4 | - | 14.9913 | 6.8459 | 3.4402 | 11.6765 | 0.47671 | -13.8727 | -
| 16 | 17 | o+ | - | o | o | 0 | 3 | 1 | 1 | 1 | 3111 | 7 | 12 | 1 | 1 | 2 | o | 22 | 1 | 1 | 23.3127 | 116.0312 | 23.7234 | 16.642 |  | 12.5545 |  |  |  | 1 | 27 | 35.8305 |  | 92.4738 | 8.3457 | 14.0698 | 57.9936 | 56136.8165 | 11.281 | 48.1182 | 11.4797 | 7.5485 |  | 5.1273 |  |  |  | 1 | 30 | 23.6822 |  | 81.6788 | 0.5901 | 18.7909 | 36.0849 | 241937.7438 | 16.6833 | 13.1203 | 2.0428 | 11.3538 | 0.64821 | -22.4 | - | 13.7222 | 6.8835 | 3.4463 | 11.6765 | 0.47196 | -13.8727 | -
| 17 | 24 | o+ | o+ | + | o | 0 | 3 | 3 | 2 | 1 | 3321 | 7 | 12 | 1 | 1 | 2 | o | 22 | 1 | 1 | 23.3127 | 116.0312 | 23.7234 | 115.9986 | 56.3491 | 29.1964 |  |  |  | 2 | 28 | 20.4203 |  | 92.4738 | 8.3457 | 14.0698 | 57.9936 | 78108.0541 | 11.281 | 48.1182 | 11.4797 | 51.6316 | 24.7391 | 12.8182 |  |  |  | 2 | 31 | 14.264 |  | 81.6788 | 0.5901 | 18.7909 | 36.0849 | 308361.7226 | 7.6318 | 4.8532 | 2.153 | 11.3538 | 0.42204 | -22.4 | - | 7.1034 | 2.2429 | 3.5631 | 11.6765 | 0.38185 | -13.8727 | -
| 18 | 32 | + | o+ | + | o | 0 | 4 | 3 | 2 | 1 | 4321 | 7 | 12 | 1 | 1 | 2 | o | 22 | 1 | 1 | 36.7811 | 130.7188 | 26.7445 | 115.9986 | 56.3491 | 29.1964 |  |  |  | 2 | 28 | 20.4203 |  | 92.4738 | 8.3457 | 14.0698 | 57.9936 | 82472.8176 | 17.7983 | 54.2091 | 12.9416 | 51.6316 | 24.7391 | 12.8182 |  |  |  | 2 | 31 | 14.264 |  | 81.6788 | 0.5901 | 18.7909 | 36.0849 | 322291.1175 | 6.5897 | 4.6889 | 2.1889 | 11.3538 | 0.41435 | -22.4 | - | 6.4381 | 2.1711 | 3.5935 | 11.6765 | 0.37829 | -13.8727 | -
| 19 | 26 | o+ | o+ | + | o | 1 | 3 | 3 | 2 | 2 | 3322 | 7 | 12 | 1 | 1 | 2 | o | 22 | 1 | 1 | 23.3127 | 116.0312 | 23.7234 | 115.9986 | 56.3491 | 29.1964 | 11.9062 | 11.6459 |  | 2 | 28 | 20.4203 |  | 92.4738 | 8.3457 | 14.0698 | 57.9936 | 81405.3551 | 11.281 | 48.1182 | 11.4797 | 51.6316 | 24.7391 | 12.8182 | 10.3229 | 8.5506 |  | 2 | 31 | 14.264 |  | 81.6788 | 0.5901 | 18.7909 | 36.0849 | 327046.4604 | 5.6836 | 4.3521 | 2.2236 | 11.3538 | 4.9729 | -22.4 | - | 4.848 | 1.807 | 3.6875 | 11.6765 | 5.0334 | -13.8727 | -
| 20 | 34 | + | o+ | + | o | 1 | 4 | 3 | 2 | 2 | 4322 | 7 | 12 | 1 | 1 | 2 | o | 22 | 1 | 1 | 36.7811 | 130.7188 | 26.7445 | 115.9986 | 56.3491 | 29.1964 | 11.9062 | 11.6459 |  | 2 | 28 | 20.4203 |  | 92.4738 | 8.3457 | 14.0698 | 57.9936 | 85770.1186 | 17.7983 | 54.2091 | 12.9416 | 51.6316 | 24.7391 | 12.8182 | 10.3229 | 8.5506 |  | 2 | 31 | 14.264 |  | 81.6788 | 0.5901 | 18.7909 | 36.0849 | 340975.8554 | 4.8585 | 4.1964 | 2.2723 | 11.3538 | 4.9652 | -22.4 | - | 4.3144 | 1.7391 | 3.7352 | 11.6765 | 5.0301 | -13.8727 | -
| 21 | 9 |  |  |  |  | 0 | 2 | 2 | 1 | 1 | 2211 | 7 | 12 | 1 | 1 | 2 | o | 16 | 0 | 1 | 18.8233 | 101.3438 | 20.3344 | 90.8593 |  | 12.5545 |  |  |  | 2 | 28 | 20.4203 |  | 92.4738 | 8.3457 |  | 57.9936 | 59240.7923 | 9.1086 | 42.0273 | 9.8398 | 39.8902 |  | 5.1273 |  |  |  | 2 | 31 | 14.264 |  | 81.6788 | 0.5901 |  | 36.0849 | 236224.75 | 12.4828 | 12.2136 | 5.966 | 11.3538 | 0.60163 | -22.4 | - | 10.043 | 6.1867 | 9.4099 | 11.6765 | 0.44851 | -13.8727 | -
| 22 | 9 |  |  |  |  | 0 | 2 | 2 | 1 | 1 | 2211 | 5 | 20 | 3 | 3 | 2 | o | 15 | 0 | 0 | 18.8233 | 101.3438 | 20.3344 | 90.8593 |  | 12.5545 |  |  |  | 2 | 28 | 13.0904 | 32.9447 | 53.8988 | 8.3457 |  |  | 49307.2592 | 9.1086 | 42.0273 | 9.8398 | 39.8902 |  | 5.1273 |  |  |  | 2 | 31 | 7.1208 | 13.8826 | 53.8988 | 0.5901 |  |  | 179670.5938 | 32.8877 | 12.089 | 15.5579 | 11.3538 | 0.60163 | 0 | - | 25.8902 | 6.1235 | 24.0105 | 11.6765 | 0.44851 | 0 | -
| 23 | 9 |  |  |  |  | 0 | 2 | 2 | 1 | 1 | 2211 | 7 | 12 | 1 | 1 | 2 | o | 16 | 0 | 1 | 18.8233 | 101.3438 | 20.3344 | 90.8593 |  | 12.5545 |  |  |  | 2 | 28 | 20.4203 |  | 92.4738 | 8.3457 |  | 57.9936 | 59240.7923 | 9.1086 | 42.0273 | 9.8398 | 39.8902 |  | 5.1273 |  |  |  | 2 | 31 | 14.264 |  | 81.6788 | 0.5901 |  | 36.0849 | 236224.75 | 12.4828 | 12.2136 | 5.966 | 11.3538 | 0.60163 | -22.4 | - | 10.043 | 6.1867 | 9.4099 | 11.6765 | 0.44851 | -13.8727 | -
| 24 | 32 |  |  |  |  | 0 | 4 | 3 | 2 | 1 | 4321 | 7 | 12 | 3 | 3 | 2 | o | 22 | 1 | 1 | 36.7811 | 130.7188 | 26.7445 | 115.9986 | 56.3491 | 29.1964 |  |  |  | 2 | 28 | 20.4203 |  | 53.8988 | 8.3457 | 14.0698 | 57.9936 | 77072.3176 | 17.7983 | 54.2091 | 12.9416 | 51.6316 | 24.7391 | 12.8182 |  |  |  | 2 | 31 | 14.264 |  | 53.8988 | 0.5901 | 18.7909 | 36.0849 | 294788.9175 | 6.7978 | 4.6411 | 2.1889 | 11.3538 | 0.41435 | -22.4 | - | 6.6415 | 2.149 | 3.5935 | 11.6765 | 0.37829 | -13.8727 | -
| 25 | 10 |  |  |  |  | 0 | 2 | 2 | 2 | 1 | 2221 | 6 | 20 | 1 | 1 | 2 | o | 21 | 1 | 1 | 18.8233 | 101.3438 | 20.3344 | 90.8593 | 56.3491 | 29.1964 |  |  |  | 2 | 28 | 13.0904 | 32.9447 | 92.4738 | 8.3457 | 14.0698 | 57.9936 | 75015.3792 | 9.1086 | 42.0273 | 9.8398 | 39.8902 | 24.7391 | 12.8182 |  |  |  | 2 | 31 | 7.1208 | 13.8826 | 81.6788 | 0.5901 | 18.7909 | 36.0849 | 293605.4938 | 31.2384 | 5.245 | 5.4 | 11.3538 | 0.45359 | -22.4 | - | 24.5874 | 2.3953 | 8.8707 | 11.6765 | 0.39578 | -13.8727 | -
| 26 | 19 |  |  |  |  | 0 | 3 | 2 | 1 | 1 | 3211 | 6 | 20 | 1 | 1 | 2 | o | 15 | 0 | 0 | 23.3127 | 116.0312 | 23.7234 | 90.8593 |  | 12.5545 |  |  |  | 2 | 28 | 13.0904 | 32.9447 | 92.4738 | 8.3457 |  |  | 57866.9999 | 11.281 | 48.1182 | 11.4797 | 39.8902 |  | 5.1273 |  |  |  | 2 | 31 | 7.1208 | 13.8826 | 81.6788 | 0.5901 |  |  | 216977.0663 | 26.2456 | 12.1767 | 15.5579 | 11.3538 | 0.59296 | 0 | - | 21.5829 | 6.2388 | 24.0105 | 11.6765 | 0.44513 | 0 | -
| 27 | 23 |  |  |  |  | 0 | 3 | 3 | 1 | 1 | 3311 | 7 | 12 | 3 | 3 | 2 | o | 22 | 1 | 1 | 23.3127 | 116.0312 | 23.7234 | 115.9986 |  | 12.5545 |  |  |  | 2 | 28 | 20.4203 |  | 53.8988 | 8.3457 | 14.0698 | 57.9936 | 62488.8041 | 11.281 | 48.1182 | 11.4797 | 51.6316 |  | 5.1273 |  |  |  | 2 | 31 | 14.264 |  | 53.8988 | 0.5901 | 18.7909 | 36.0849 | 248753.8226 | 7.8556 | 12.8369 | 2.1489 | 11.3538 | 0.60081 | -22.4 | - | 7.3231 | 6.5761 | 3.5624 | 11.6765 | 0.44539 | -13.8727 | -
| 28 | 32 |  |  |  |  | 0 | 4 | 3 | 2 | 1 | 4321 | 7 | 12 | 3 | 3 | 2 | o | 22 | 1 | 1 | 36.7811 | 130.7188 | 26.7445 | 115.9986 | 56.3491 | 29.1964 |  |  |  | 2 | 28 | 20.4203 |  | 53.8988 | 8.3457 | 14.0698 | 57.9936 | 77072.3176 | 17.7983 | 54.2091 | 12.9416 | 51.6316 | 24.7391 | 12.8182 |  |  |  | 2 | 31 | 14.264 |  | 53.8988 | 0.5901 | 18.7909 | 36.0849 | 294788.9175 | 6.7978 | 4.6411 | 2.1889 | 11.3538 | 0.41435 | -22.4 | - | 6.6415 | 2.149 | 3.5935 | 11.6765 | 0.37829 | -13.8727 | -
| Energy efficiency measure or package of measures - RESIDENTIAL | [20 empty] | INVESTMENT COST [€/m2] | [35 empty] | (NET) PRIMARY ENERGY [kWh/m2]
Year | Nº |  | Code variant | [18 empty] | Codes Cost database(*) | [16 empty] | SFH | Codes Cost database | [16 empty] | AB | [6 empty] | SFH | [6 empty] | AB
|  | Variant E+ | e | w | c | L | HR | E | W | C | HR |  | HE | CO | HE-E | CO-E | C | L | DHW | RES-ST | RES-PV | R | W | B | Win | NC | SS | HR I | HR II | L | - | - | HE | CO | E | Control | DHW-ST | PV | 140 | R | W | B | Win | NC | SS | HR I | HR II | L | - | - | HE | CO | E | Control | DHW-ST | PV | 990 | H | C | DHW | L | AUX | RES-E | 140 | H | C | DHW | L | AUX | RES-E | 990
2020 | 1 | 1 | - | - | o | o | 0 | 1 | 1 | 1 | 1 | 1111 | 2 | 11 | 2 | 3 | 1 | o | 14 | 0 | 0 | 1 | 23 | 0 | 80 | 0 | 102 | 0 | 0 | 0 | - | - | 145 | 139 | 152 | 160 | 0 | 0 | 216.6388 | 1 | 23 | 0 | 81 | 0 | 103 | 0 | 0 | 0 | - | - | 146 | 140 | 153 | 160 | 0 | 0 | 127.7552 | 162.3225 | 35.3597 | 18.475 | 19.3015 | 1.5957 | 0 | 237.0543 | 110.9292 | 16.8934 | 28.5125 | 19.85 | 1.024 | 0 | 177.209
| 2 | 7 | o | - | o | o | 0 | 2 | 1 | 1 | 1 | 2111 | 6 | 11 | 1 | 3 | 1 | o | 15 | 0 | 0 | 13 | 33 | 63 | 80 | 0 | 102 | 0 | 0 | 0 | - | - | 121 | 139 | 148 | 160 | 0 | 0 | 328.2587 | 13 | 33 | 63 | 81 | 0 | 103 | 0 | 0 | 0 | - | - | 122 | 140 | 149 | 160 | 0 | 0 | 180.3944 | 54.3847 | 25.3817 | 15.5579 | 19.3015 | 1.121 | 0 | 115.7467 | 42.2701 | 12.5915 | 24.0105 | 19.85 | 0.81041 | 0 | 99.5324
| 3 | 17 | o+ | - | o | o | 0 | 3 | 1 | 1 | 1 | 3111 | 6 | 11 | 1 | 3 | 1 | o | 15 | 0 | 0 | 15 | 35 | 65 | 80 | 0 | 102 | 0 | 0 | 0 | - | - | 121 | 139 | 148 | 160 | 0 | 0 | 349.6115 | 15 | 35 | 65 | 81 | 0 | 103 | 0 | 0 | 0 | - | - | 122 | 140 | 149 | 160 | 0 | 0 | 189.7653 | 48.2241 | 25.3404 | 15.5579 | 19.3015 | 1.102 | 0 | 109.5258 | 38.6226 | 12.708 | 24.0105 | 19.85 | 0.80233 | 0 | 95.9934
| 4 | 24 | o+ | o+ | + | o | 0 | 3 | 3 | 2 | 1 | 3321 | 6 | 11 | 1 | 3 | 1 | o | 15 | 0 | 0 | 15 | 35 | 65 | 90 | 116 | 108 | 0 | 0 | 0 | - | - | 121 | 139 | 148 | 160 | 0 | 0 | 501.5069 | 15 | 35 | 65 | 91 | 117 | 109 | 0 | 0 | 0 | - | - | 122 | 140 | 149 | 160 | 0 | 0 | 255.8663 | 20.9311 | 8.4597 | 15.5579 | 19.3015 | 0.71746 | 0 | 64.9676 | 19.3379 | 4.025 | 24.0105 | 19.85 | 0.64915 | 0 | 67.8725
| 5 | 32 | + | o+ | + | o | 0 | 4 | 3 | 2 | 1 | 4321 | 6 | 11 | 1 | 3 | 1 | o | 15 | 0 | 0 | 17 | 37 | 67 | 90 | 116 | 108 | 0 | 0 | 0 | - | - | 121 | 139 | 148 | 160 | 0 | 0 | 531.0077 | 17 | 37 | 67 | 91 | 117 | 109 | 0 | 0 | 0 | - | - | 122 | 140 | 149 | 160 | 0 | 0 | 269.1799 | 17.7769 | 8.1294 | 15.5579 | 19.3015 | 0.7044 | 0 | 61.47 | 17.3789 | 3.8976 | 24.0105 | 19.85 | 0.64309 | 0 | 65.7801
| 6 | 26 | o+ | o+ | + | o | 1 | 3 | 3 | 2 | 2 | 3322 | 6 | 11 | 1 | 3 | 1 | o | 15 | 0 | 0 | 15 | 35 | 65 | 90 | 116 | 108 | 169 | 167 | 0 | - | - | 121 | 139 | 148 | 160 | 0 | 0 | 524.8262 | 15 | 35 | 65 | 91 | 117 | 109 | 170 | 168 | 0 | - | - | 122 | 140 | 149 | 160 | 0 | 0 | 274.5688 | 15.0933 | 7.5843 | 15.5579 | 19.3015 | 8.4539 | 0 | 65.9908 | 12.753 | 3.2554 | 24.0105 | 19.85 | 8.5568 | 0 | 68.4257
| 7 | 34 | + | o+ | + | o | 1 | 4 | 3 | 2 | 2 | 4322 | 6 | 11 | 1 | 3 | 1 | o | 15 | 0 | 0 | 17 | 37 | 67 | 90 | 116 | 108 | 169 | 167 | 0 | - | - | 121 | 139 | 148 | 160 | 0 | 0 | 554.3269 | 17 | 37 | 67 | 91 | 117 | 109 | 170 | 168 | 0 | - | - | 122 | 140 | 149 | 160 | 0 | 0 | 287.8824 | 12.6251 | 7.2666 | 15.5579 | 19.3015 | 8.4408 | 0 | 63.1919 | 11.2043 | 3.1336 | 24.0105 | 19.85 | 8.5512 | 0 | 66.7496
| 8 | 7 | o | - | o | o | 0 | 2 | 1 | 1 | 1 | 2111 | 7 | 12 | 1 | 1 | 2 | o | 16 | 0 | 0 | 13 | 33 | 63 | 80 | 0 | 102 | 0 | 0 | 0 | - | - | 127 | 0 | 148 | 162 | 0 | 0 | 296.5375 | 13 | 33 | 63 | 81 | 0 | 103 | 0 | 0 | 0 | - | - | 128 | 0 | 149 | 162 | 0 | 0 | 174.9054 | 31.7614 | 22.4158 | 9.9355 | 19.3015 | 1.121 | 0 | 84.5352 | 25.4852 | 11.638 | 15.8297 | 19.85 | 0.81041 | 0 | 73.6134
| 9 | 17 | o+ | - | o | o | 0 | 3 | 1 | 1 | 1 | 3111 | 7 | 12 | 1 | 1 | 2 | o | 16 | 0 | 0 | 15 | 35 | 65 | 80 | 0 | 102 | 0 | 0 | 0 | - | - | 127 | 0 | 148 | 162 | 0 | 0 | 317.8903 | 15 | 35 | 65 | 81 | 0 | 103 | 0 | 0 | 0 | - | - | 128 | 0 | 149 | 162 | 0 | 0 | 184.2763 | 28.3617 | 22.3045 | 10.0054 | 19.3015 | 1.102 | 0 | 81.075 | 23.3277 | 11.7019 | 15.858 | 19.85 | 0.80233 | 0 | 71.54
| 10 | 24 | o+ | o+ | + | o | 0 | 3 | 3 | 2 | 1 | 3321 | 7 | 12 | 1 | 1 | 2 | o | 16 | 0 | 0 | 15 | 35 | 65 | 90 | 116 | 108 | 0 | 0 | 0 | - | - | 127 | 0 | 148 | 162 | 0 | 0 | 473.5558 | 15 | 35 | 65 | 91 | 117 | 109 | 0 | 0 | 0 | - | - | 128 | 0 | 149 | 162 | 0 | 0 | 250.9442 | 12.9741 | 8.2505 | 10.5451 | 19.3015 | 0.71746 | 0 | 51.7886 | 12.0757 | 3.813 | 16.3954 | 19.85 | 0.64915 | 0 | 52.7832
| 11 | 32 | + | o+ | + | o | 0 | 4 | 3 | 2 | 1 | 4321 | 7 | 12 | 1 | 1 | 2 | o | 16 | 0 | 0 | 17 | 37 | 67 | 90 | 116 | 108 | 0 | 0 | 0 | - | - | 127 | 0 | 148 | 162 | 0 | 0 | 503.0565 | 17 | 37 | 67 | 91 | 117 | 109 | 0 | 0 | 0 | - | - | 128 | 0 | 149 | 162 | 0 | 0 | 264.2578 | 11.2025 | 7.9712 | 10.7207 | 19.3015 | 0.7044 | 0 | 49.9002 | 10.9448 | 3.6909 | 16.535 | 19.85 | 0.64309 | 0 | 51.6638
| 12 | 26 | o+ | o+ | + | o | 1 | 3 | 3 | 2 | 2 | 3322 | 7 | 12 | 1 | 1 | 2 | o | 16 | 0 | 0 | 15 | 35 | 65 | 90 | 116 | 108 | 169 | 167 | 0 | - | - | 127 | 0 | 148 | 162 | 0 | 0 | 496.875 | 15 | 35 | 65 | 91 | 117 | 109 | 170 | 168 | 0 | - | - | 128 | 0 | 149 | 162 | 0 | 0 | 269.6467 | 9.6621 | 7.3985 | 10.8907 | 19.3015 | 8.4539 | 0 | 55.7067 | 8.2417 | 3.0719 | 16.9676 | 19.85 | 8.5568 | 0 | 56.688
| 13 | 34 | + | o+ | + | o | 1 | 4 | 3 | 2 | 2 | 4322 | 7 | 12 | 1 | 1 | 2 | o | 16 | 0 | 0 | 17 | 37 | 67 | 90 | 116 | 108 | 169 | 167 | 0 | - | - | 127 | 0 | 148 | 162 | 0 | 0 | 526.3758 | 17 | 37 | 67 | 91 | 117 | 109 | 170 | 168 | 0 | - | - | 128 | 0 | 149 | 162 | 0 | 0 | 282.9603 | 8.2594 | 7.1339 | 11.1296 | 19.3015 | 8.4408 | 0 | 54.2651 | 7.3345 | 2.9565 | 17.1871 | 19.85 | 8.5512 | 0 | 55.8793
| 14 | 34 | + | o+ | + | o | 1 | 4 | 3 | 2 | 2 | 4322 | 6 | 11 | 1 | 3 | 1 | o | 21 | 1 | 1 | 17 | 37 | 67 | 90 | 116 | 108 | 169 | 167 | 0 | - | - | 121 | 139 | 148 | 160 | 185 | 184 | 596.5807 | 17 | 37 | 67 | 91 | 117 | 109 | 170 | 168 | 0 | - | - | 122 | 140 | 149 | 160 | 186 | 184 | 323.8085 | 12.6251 | 7.2666 | 5.4 | 19.3015 | 8.4408 | -38.08 | 14.954 | 11.2043 | 3.1336 | 8.8707 | 19.85 | 8.5512 | -23.5836 | 28.0261
| 15 | 7 | o | - | o | o | 0 | 2 | 1 | 1 | 1 | 2111 | 7 | 12 | 1 | 1 | 2 | o | 22 | 1 | 1 | 13 | 33 | 63 | 80 | 0 | 102 | 0 | 0 | 0 | - | - | 127 | 0 | 148 | 162 | 185 | 184 | 338.7913 | 13 | 33 | 63 | 81 | 0 | 103 | 0 | 0 | 0 | - | - | 128 | 0 | 149 | 162 | 186 | 184 | 210.8316 | 31.7614 | 22.4158 | 3.4485 | 19.3015 | 1.121 | -38.08 | 39.9682 | 25.4852 | 11.638 | 5.8483 | 19.85 | 0.81041 | -23.5836 | 40.0483
| 16 | 17 | o+ | - | o | o | 0 | 3 | 1 | 1 | 1 | 3111 | 7 | 12 | 1 | 1 | 2 | o | 22 | 1 | 1 | 15 | 35 | 65 | 80 | 0 | 102 | 0 | 0 | 0 | - | - | 127 | 0 | 148 | 162 | 185 | 184 | 360.1441 | 15 | 35 | 65 | 81 | 0 | 103 | 0 | 0 | 0 | - | - | 128 | 0 | 149 | 162 | 186 | 184 | 220.2024 | 28.3617 | 22.3045 | 3.4728 | 19.3015 | 1.102 | -38.08 | 36.4624 | 23.3277 | 11.7019 | 5.8588 | 19.85 | 0.80233 | -23.5836 | 37.9571
| 17 | 24 | o+ | o+ | + | o | 0 | 3 | 3 | 2 | 1 | 3321 | 7 | 12 | 1 | 1 | 2 | o | 22 | 1 | 1 | 15 | 35 | 65 | 90 | 116 | 108 | 0 | 0 | 0 | - | - | 127 | 0 | 148 | 162 | 185 | 184 | 515.8096 | 15 | 35 | 65 | 91 | 117 | 109 | 0 | 0 | 0 | - | - | 128 | 0 | 149 | 162 | 186 | 184 | 286.8703 | 12.9741 | 8.2505 | 3.6601 | 19.3015 | 0.71746 | -38.08 | 6.8236 | 12.0757 | 3.813 | 6.0573 | 19.85 | 0.64915 | -23.5836 | 18.8614
| 18 | 32 | + | o+ | + | o | 0 | 4 | 3 | 2 | 1 | 4321 | 7 | 12 | 1 | 1 | 2 | o | 22 | 1 | 1 | 17 | 37 | 67 | 90 | 116 | 108 | 0 | 0 | 0 | - | - | 127 | 0 | 148 | 162 | 185 | 184 | 545.3103 | 17 | 37 | 67 | 91 | 117 | 109 | 0 | 0 | 0 | - | - | 128 | 0 | 149 | 162 | 186 | 184 | 300.184 | 11.2025 | 7.9712 | 3.7211 | 19.3015 | 0.7044 | -38.08 | 4.8205 | 10.9448 | 3.6909 | 6.1089 | 19.85 | 0.64309 | -23.5836 | 17.654
| 19 | 26 | o+ | o+ | + | o | 1 | 3 | 3 | 2 | 2 | 3322 | 7 | 12 | 1 | 1 | 2 | o | 22 | 1 | 1 | 15 | 35 | 65 | 90 | 116 | 108 | 169 | 167 | 0 | - | - | 127 | 0 | 148 | 162 | 185 | 184 | 539.1289 | 15 | 35 | 65 | 91 | 117 | 109 | 170 | 168 | 0 | - | - | 128 | 0 | 149 | 162 | 186 | 184 | 305.5728 | 9.6621 | 7.3985 | 3.7801 | 19.3015 | 8.4539 | -38.08 | 10.5161 | 8.2417 | 3.0719 | 6.2687 | 19.85 | 8.5568 | -23.5836 | 22.4054
| 20 | 34 | + | o+ | + | o | 1 | 4 | 3 | 2 | 2 | 4322 | 7 | 12 | 1 | 1 | 2 | o | 22 | 1 | 1 | 17 | 37 | 67 | 90 | 116 | 108 | 169 | 167 | 0 | - | - | 127 | 0 | 148 | 162 | 185 | 184 | 568.6296 | 17 | 37 | 67 | 91 | 117 | 109 | 170 | 168 | 0 | - | - | 128 | 0 | 149 | 162 | 186 | 184 | 318.8864 | 8.2594 | 7.1339 | 3.863 | 19.3015 | 8.4408 | -38.08 | 8.9185 | 7.3345 | 2.9565 | 6.3498 | 19.85 | 8.5512 | -23.5836 | 21.4583
| 21 | 9 |  |  |  |  | 0 | 2 | 2 | 1 | 1 | 2211 | 7 | 12 | 1 | 1 | 2 | o | 16 | 0 | 1 | 13 | 33 | 63 | 88 | 0 | 102 | 0 | 0 | 0 | - | - | 127 | 0 | 148 | 162 | 0 | 184 | 383.3487 | 13 | 33 | 63 | 89 | 0 | 103 | 0 | 0 | 0 | - | - | 128 | 0 | 149 | 162 | 0 | 184 | 215.536 | 21.2207 | 20.7631 | 10.1422 | 19.3015 | 1.0228 | -38.08 | 34.3702 | 17.073 | 10.5173 | 15.9968 | 19.85 | 0.76247 | -23.5836 | 40.6159
| 22 | 9 |  |  |  |  | 0 | 2 | 2 | 1 | 1 | 2211 | 5 | 20 | 3 | 3 | 2 | o | 15 | 0 | 0 | 13 | 33 | 63 | 88 | 0 | 102 | 0 | 0 | 0 | - | - | 121 | 142 | 154 | 162 | 0 | 0 | 342.728 | 13 | 33 | 63 | 89 | 0 | 103 | 0 | 0 | 0 | - | - | 122 | 143 | 155 | 162 | 0 | 0 | 177.3674 | 32.8877 | 20.5513 | 15.5579 | 19.3015 | 1.0228 | 0 | 89.3211 | 25.8902 | 10.41 | 24.0105 | 19.85 | 0.76247 | 0 | 80.9231
| 23 | 9 |  |  |  |  | 0 | 2 | 2 | 1 | 1 | 2211 | 7 | 12 | 1 | 1 | 2 | o | 16 | 0 | 1 | 13 | 33 | 63 | 88 | 0 | 102 | 0 | 0 | 0 | - | - | 127 | 0 | 148 | 162 | 0 | 184 | 383.3487 | 13 | 33 | 63 | 89 | 0 | 103 | 0 | 0 | 0 | - | - | 128 | 0 | 149 | 162 | 0 | 184 | 215.536 | 21.2207 | 20.7631 | 10.1422 | 19.3015 | 1.0228 | -38.08 | 34.3702 | 17.073 | 10.5173 | 15.9968 | 19.85 | 0.76247 | -23.5836 | 40.6159
| 24 | 32 |  |  |  |  | 0 | 4 | 3 | 2 | 1 | 4321 | 7 | 12 | 3 | 3 | 2 | o | 22 | 1 | 1 | 17 | 37 | 67 | 90 | 116 | 108 | 0 | 0 | 0 | - | - | 127 | 0 | 154 | 162 | 185 | 184 | 506.7353 | 17 | 37 | 67 | 91 | 117 | 109 | 0 | 0 | 0 | - | - | 128 | 0 | 155 | 162 | 186 | 184 | 272.404 | 11.5562 | 7.8898 | 3.7211 | 19.3015 | 0.7044 | -38.08 | 5.093 | 11.2905 | 3.6532 | 6.1089 | 19.85 | 0.64309 | -23.5836 | 17.962
| 25 | 10 |  |  |  |  | 0 | 2 | 2 | 2 | 1 | 2221 | 6 | 20 | 1 | 1 | 2 | o | 21 | 1 | 1 | 13 | 33 | 63 | 88 | 116 | 108 | 0 | 0 | 0 | - | - | 121 | 142 | 148 | 162 | 185 | 184 | 496.5479 | 13 | 33 | 63 | 89 | 117 | 109 | 0 | 0 | 0 | - | - | 122 | 143 | 149 | 162 | 186 | 184 | 273.5035 | 31.2384 | 8.9165 | 5.4 | 19.3015 | 0.7711 | -38.08 | 27.5475 | 24.5874 | 4.072 | 8.8707 | 19.85 | 0.67283 | -23.5836 | 34.4693
| 26 | 19 |  |  |  |  | 0 | 3 | 2 | 1 | 1 | 3211 | 6 | 20 | 1 | 1 | 2 | o | 15 | 0 | 0 | 15 | 35 | 65 | 88 | 0 | 102 | 0 | 0 | 0 | - | - | 121 | 142 | 148 | 162 | 0 | 0 | 402.6558 | 15 | 35 | 65 | 89 | 0 | 103 | 0 | 0 | 0 | - | - | 122 | 143 | 149 | 162 | 0 | 0 | 214.5183 | 26.2456 | 20.7003 | 15.5579 | 19.3015 | 1.008 | 0 | 82.8133 | 21.5829 | 10.606 | 24.0105 | 19.85 | 0.75672 | 0 | 76.8062
| 27 | 23 |  |  |  |  | 0 | 3 | 3 | 1 | 1 | 3311 | 7 | 12 | 3 | 3 | 2 | o | 22 | 1 | 1 | 15 | 35 | 65 | 90 | 0 | 102 | 0 | 0 | 0 | - | - | 127 | 0 | 154 | 162 | 185 | 184 | 404.2436 | 15 | 35 | 65 | 91 | 0 | 103 | 0 | 0 | 0 | - | - | 128 | 0 | 155 | 162 | 186 | 184 | 226.6603 | 13.3545 | 21.8228 | 3.6532 | 19.3015 | 1.0214 | -38.08 | 21.0733 | 12.4493 | 11.1794 | 6.0561 | 19.85 | 0.75717 | -23.5836 | 26.7083
| 28 | 32 |  |  |  |  | 0 | 4 | 3 | 2 | 1 | 4321 | 7 | 12 | 3 | 3 | 2 | o | 22 | 1 | 1 | 17 | 37 | 67 | 90 | 116 | 108 | 0 | 0 | 0 | - | - | 127 | 0 | 154 | 162 | 185 | 184 | 506.7353 | 17 | 37 | 67 | 91 | 117 | 109 | 0 | 0 | 0 | - | - | 128 | 0 | 155 | 162 | 186 | 184 | 272.404 | 11.5562 | 7.8898 | 3.7211 | 19.3015 | 0.7044 | -38.08 | 5.093 | 11.2905 | 3.6532 | 6.1089 | 19.85 | 0.64309 | -23.5836 | 17.962
[58 empty] | Energy use[kWh/m2y] - SFH | [6 empty] | Energy use[kWh/m2y] - AB
| Nº | Variant E+ | e | w | c | L | HR | E | W | C | HR |  | HE | CO | HE-E | CO-E | C | L | DHW | RES-ST | RES-PV | R | W | B | Win | NC | SS | HR I | HR II | L | Performance | HE Code | HE | CO | E | Control | DHW-ST | PV | Total SFH | Roof | Walls | Basement | Windows | NC | SS | Heat Recovery - grilles and ducts | Heat Recovery - unit | L |  |  | Heating Generation | CO | Emission | Control | Thermal Solar | PV | Total AB | H | C | DHW | L | AUX | RES-E | - | H | C | DHW | L | AUX | RES-E | -
2020 | 1 | 1 | - | - | o | o | 0 | 1 | 1 | 1 | 1 | 1111 | 2 | 11 | 2 | 3 | 1 | o | 14 | 0 | 0 | 50.4545 | 33.3548 |  | 16.2916 |  | 12.5545 |  |  |  | 0 | 26 | 11.3436 | 11.4323 | 66.802 | 14.4054 |  |  | 30329.4313 | 24.4149 | 13.8323 |  | 7.3896 |  | 5.1273 |  |  |  | 0 | 29 | 5.9218 | 5.1512 | 63.881 | 2.0371 |  |  | 126477.6004 | 162.3225 | 20.7998 | 18.475 | 11.3538 | 0.93865 | 0 | - | 110.9292 | 9.9373 | 28.5125 | 11.6765 | 0.60233 | 0 | -
| 2 | 7 | o | - | o | o | 0 | 2 | 1 | 1 | 1 | 2111 | 6 | 11 | 1 | 3 | 1 | o | 15 | 0 | 0 | 17.8113 | 95.8952 | 19.2411 | 16.2916 |  | 12.5545 |  |  |  | 1 | 27 | 22.9691 | 36.6167 | 92.4738 | 14.4054 |  |  | 45956.2192 | 8.6189 | 39.7677 | 9.3108 | 7.3896 |  | 5.1273 |  |  |  | 1 | 30 | 11.8226 | 14.6417 | 81.6788 | 2.0371 |  |  | 178590.4599 | 54.3847 | 14.9304 | 15.5579 | 11.3538 | 0.6594 | 0 | - | 42.2701 | 7.4067 | 24.0105 | 11.6765 | 0.47671 | 0 | -
| 3 | 17 | o+ | - | o | o | 0 | 3 | 1 | 1 | 1 | 3111 | 6 | 11 | 1 | 3 | 1 | o | 15 | 0 | 0 | 22.0594 | 109.793 | 22.448 | 16.2916 |  | 12.5545 |  |  |  | 1 | 27 | 22.9691 | 36.6167 | 92.4738 | 14.4054 |  |  | 48945.6083 | 10.6745 | 45.5312 | 10.8625 | 7.3896 |  | 5.1273 |  |  |  | 1 | 30 | 11.8226 | 14.6417 | 81.6788 | 2.0371 |  |  | 187867.6211 | 48.2241 | 14.9061 | 15.5579 | 11.3538 | 0.64821 | 0 | - | 38.6226 | 7.4753 | 24.0105 | 11.6765 | 0.47196 | 0 | -
| 4 | 24 | o+ | o+ | + | o | 0 | 3 | 3 | 2 | 1 | 3321 | 6 | 11 | 1 | 3 | 1 | o | 15 | 0 | 0 | 22.0594 | 109.793 | 22.448 | 113.5565 | 56.3491 | 29.1964 |  |  |  | 2 | 28 | 13.0904 | 28.135 | 92.4738 | 14.4054 |  |  | 70210.9725 | 10.6745 | 45.5312 | 10.8625 | 50.5447 | 24.7391 | 12.8182 |  |  |  | 2 | 31 | 7.1208 | 9.8594 | 81.6788 | 2.0371 |  |  | 253307.6308 | 20.9311 | 4.9763 | 15.5579 | 11.3538 | 0.42204 | 0 | - | 19.3379 | 2.3676 | 24.0105 | 11.6765 | 0.38185 | 0 | -
| 5 | 32 | + | o+ | + | o | 0 | 4 | 3 | 2 | 1 | 4321 | 6 | 11 | 1 | 3 | 1 | o | 15 | 0 | 0 | 34.8036 | 123.6909 | 25.3066 | 113.5565 | 56.3491 | 29.1964 |  |  |  | 2 | 28 | 13.0904 | 28.135 | 92.4738 | 14.4054 |  |  | 74341.0714 | 16.8414 | 51.2946 | 12.2458 | 50.5447 | 24.7391 | 12.8182 |  |  |  | 2 | 31 | 7.1208 | 9.8594 | 81.6788 | 2.0371 |  |  | 266488.1335 | 17.7769 | 4.782 | 15.5579 | 11.3538 | 0.41435 | 0 | - | 17.3789 | 2.2927 | 24.0105 | 11.6765 | 0.37829 | 0 | -
| 6 | 26 | o+ | o+ | + | o | 1 | 3 | 3 | 2 | 2 | 3322 | 6 | 11 | 1 | 3 | 1 | o | 15 | 0 | 0 | 22.0594 | 109.793 | 22.448 | 113.5565 | 56.3491 | 29.1964 | 11.9062 | 11.413 |  | 2 | 28 | 13.0904 | 28.135 | 92.4738 | 14.4054 |  |  | 73475.665 | 10.6745 | 45.5312 | 10.8625 | 50.5447 | 24.7391 | 12.8182 | 10.3229 | 8.3795 |  | 2 | 31 | 7.1208 | 9.8594 | 81.6788 | 2.0371 |  |  | 271823.0677 | 15.0933 | 4.4613 | 15.5579 | 11.3538 | 4.9729 | 0 | - | 12.753 | 1.9149 | 24.0105 | 11.6765 | 5.0334 | 0 | -
| 7 | 34 | + | o+ | + | o | 1 | 4 | 3 | 2 | 2 | 4322 | 6 | 11 | 1 | 3 | 1 | o | 15 | 0 | 0 | 34.8036 | 123.6909 | 25.3066 | 113.5565 | 56.3491 | 29.1964 | 11.9062 | 11.413 |  | 2 | 28 | 13.0904 | 28.135 | 92.4738 | 14.4054 |  |  | 77605.7639 | 16.8414 | 51.2946 | 12.2458 | 50.5447 | 24.7391 | 12.8182 | 10.3229 | 8.3795 |  | 2 | 31 | 7.1208 | 9.8594 | 81.6788 | 2.0371 |  |  | 285003.5704 | 12.6251 | 4.2745 | 15.5579 | 11.3538 | 4.9652 | 0 | - | 11.2043 | 1.8433 | 24.0105 | 11.6765 | 5.0301 | 0 | -
| 8 | 7 | o | - | o | o | 0 | 2 | 1 | 1 | 1 | 2111 | 7 | 12 | 1 | 1 | 2 | o | 16 | 0 | 0 | 17.8113 | 95.8952 | 19.2411 | 16.2916 |  | 12.5545 |  |  |  | 1 | 27 | 33.9243 |  | 92.4738 | 8.3457 |  |  | 41515.2524 | 8.6189 | 39.7677 | 9.3108 | 7.3896 |  | 5.1273 |  |  |  | 1 | 30 | 22.4223 |  | 81.6788 | 0.5901 |  |  | 173156.3733 | 18.6832 | 13.1858 | 5.8444 | 11.3538 | 0.6594 | 0 | - | 14.9913 | 6.8459 | 9.3116 | 11.6765 | 0.47671 | 0 | -
| 9 | 17 | o+ | - | o | o | 0 | 3 | 1 | 1 | 1 | 3111 | 7 | 12 | 1 | 1 | 2 | o | 16 | 0 | 0 | 22.0594 | 109.793 | 22.448 | 16.2916 |  | 12.5545 |  |  |  | 1 | 27 | 33.9243 |  | 92.4738 | 8.3457 |  |  | 44504.6415 | 10.6745 | 45.5312 | 10.8625 | 7.3896 |  | 5.1273 |  |  |  | 1 | 30 | 22.4223 |  | 81.6788 | 0.5901 |  |  | 182433.5345 | 16.6833 | 13.1203 | 5.8855 | 11.3538 | 0.64821 | 0 | - | 13.7222 | 6.8835 | 9.3282 | 11.6765 | 0.47196 | 0 | -
| 10 | 24 | o+ | o+ | + | o | 0 | 3 | 3 | 2 | 1 | 3321 | 7 | 12 | 1 | 1 | 2 | o | 16 | 0 | 0 | 22.0594 | 109.793 | 22.448 | 113.5565 | 56.3491 | 29.1964 |  |  |  | 2 | 28 | 19.3339 |  | 92.4738 | 8.3457 |  |  | 66297.8142 | 10.6745 | 45.5312 | 10.8625 | 50.5447 | 24.7391 | 12.8182 |  |  |  | 2 | 31 | 13.5052 |  | 81.6788 | 0.5901 |  |  | 248434.7665 | 7.6318 | 4.8532 | 6.203 | 11.3538 | 0.42204 | 0 | - | 7.1034 | 2.2429 | 9.6443 | 11.6765 | 0.38185 | 0 | -
| 11 | 32 | + | o+ | + | o | 0 | 4 | 3 | 2 | 1 | 4321 | 7 | 12 | 1 | 1 | 2 | o | 16 | 0 | 0 | 34.8036 | 123.6909 | 25.3066 | 113.5565 | 56.3491 | 29.1964 |  |  |  | 2 | 28 | 19.3339 |  | 92.4738 | 8.3457 |  |  | 70427.913 | 16.8414 | 51.2946 | 12.2458 | 50.5447 | 24.7391 | 12.8182 |  |  |  | 2 | 31 | 13.5052 |  | 81.6788 | 0.5901 |  |  | 261615.2693 | 6.5897 | 4.6889 | 6.3063 | 11.3538 | 0.41435 | 0 | - | 6.4381 | 2.1711 | 9.7265 | 11.6765 | 0.37829 | 0 | -
| 12 | 26 | o+ | o+ | + | o | 1 | 3 | 3 | 2 | 2 | 3322 | 7 | 12 | 1 | 1 | 2 | o | 16 | 0 | 0 | 22.0594 | 109.793 | 22.448 | 113.5565 | 56.3491 | 29.1964 | 11.9062 | 11.413 |  | 2 | 28 | 19.3339 |  | 92.4738 | 8.3457 |  |  | 69562.5067 | 10.6745 | 45.5312 | 10.8625 | 50.5447 | 24.7391 | 12.8182 | 10.3229 | 8.3795 |  | 2 | 31 | 13.5052 |  | 81.6788 | 0.5901 |  |  | 266950.2034 | 5.6836 | 4.3521 | 6.4063 | 11.3538 | 4.9729 | 0 | - | 4.848 | 1.807 | 9.9809 | 11.6765 | 5.0334 | 0 | -
| 13 | 34 | + | o+ | + | o | 1 | 4 | 3 | 2 | 2 | 4322 | 7 | 12 | 1 | 1 | 2 | o | 16 | 0 | 0 | 34.8036 | 123.6909 | 25.3066 | 113.5565 | 56.3491 | 29.1964 | 11.9062 | 11.413 |  | 2 | 28 | 19.3339 |  | 92.4738 | 8.3457 |  |  | 73692.6055 | 16.8414 | 51.2946 | 12.2458 | 50.5447 | 24.7391 | 12.8182 | 10.3229 | 8.3795 |  | 2 | 31 | 13.5052 |  | 81.6788 | 0.5901 |  |  | 280130.7062 | 4.8585 | 4.1964 | 6.5468 | 11.3538 | 4.9652 | 0 | - | 4.3144 | 1.7391 | 10.1101 | 11.6765 | 5.0301 | 0 | -
| 14 | 34 | + | o+ | + | o | 1 | 4 | 3 | 2 | 2 | 4322 | 6 | 11 | 1 | 3 | 1 | o | 21 | 1 | 1 | 34.8036 | 123.6909 | 25.3066 | 113.5565 | 56.3491 | 29.1964 | 11.9062 | 11.413 |  | 2 | 28 | 13.0904 | 28.135 | 92.4738 | 14.4054 | 13.507 | 28.7468 | 83521.297 | 16.8414 | 51.2946 | 12.2458 | 50.5447 | 24.7391 | 12.8182 | 10.3229 | 8.3795 |  | 2 | 31 | 7.1208 | 9.8594 | 81.6788 | 2.0371 | 18.0392 | 17.8869 | 320570.4491 | 12.6251 | 4.2745 | 5.4 | 11.3538 | 4.9652 | -22.4 | - | 11.2043 | 1.8433 | 8.8707 | 11.6765 | 5.0301 | -13.8727 | -
| 15 | 7 | o | - | o | o | 0 | 2 | 1 | 1 | 1 | 2111 | 7 | 12 | 1 | 1 | 2 | o | 22 | 1 | 1 | 17.8113 | 95.8952 | 19.2411 | 16.2916 |  | 12.5545 |  |  |  | 1 | 27 | 33.9243 |  | 92.4738 | 8.3457 | 13.507 | 28.7468 | 47430.7855 | 8.6189 | 39.7677 | 9.3108 | 7.3896 |  | 5.1273 |  |  |  | 1 | 30 | 22.4223 |  | 81.6788 | 0.5901 | 18.0392 | 17.8869 | 208723.252 | 18.6832 | 13.1858 | 2.0285 | 11.3538 | 0.6594 | -22.4 | - | 14.9913 | 6.8459 | 3.4402 | 11.6765 | 0.47671 | -13.8727 | -
| 16 | 17 | o+ | - | o | o | 0 | 3 | 1 | 1 | 1 | 3111 | 7 | 12 | 1 | 1 | 2 | o | 22 | 1 | 1 | 22.0594 | 109.793 | 22.448 | 16.2916 |  | 12.5545 |  |  |  | 1 | 27 | 33.9243 |  | 92.4738 | 8.3457 | 13.507 | 28.7468 | 50420.1746 | 10.6745 | 45.5312 | 10.8625 | 7.3896 |  | 5.1273 |  |  |  | 1 | 30 | 22.4223 |  | 81.6788 | 0.5901 | 18.0392 | 17.8869 | 218000.4131 | 16.6833 | 13.1203 | 2.0428 | 11.3538 | 0.64821 | -22.4 | - | 13.7222 | 6.8835 | 3.4463 | 11.6765 | 0.47196 | -13.8727 | -
| 17 | 24 | o+ | o+ | + | o | 0 | 3 | 3 | 2 | 1 | 3321 | 7 | 12 | 1 | 1 | 2 | o | 22 | 1 | 1 | 22.0594 | 109.793 | 22.448 | 113.5565 | 56.3491 | 29.1964 |  |  |  | 2 | 28 | 19.3339 |  | 92.4738 | 8.3457 | 13.507 | 28.7468 | 72213.3473 | 10.6745 | 45.5312 | 10.8625 | 50.5447 | 24.7391 | 12.8182 |  |  |  | 2 | 31 | 13.5052 |  | 81.6788 | 0.5901 | 18.0392 | 17.8869 | 284001.6452 | 7.6318 | 4.8532 | 2.153 | 11.3538 | 0.42204 | -22.4 | - | 7.1034 | 2.2429 | 3.5631 | 11.6765 | 0.38185 | -13.8727 | -
| 18 | 32 | + | o+ | + | o | 0 | 4 | 3 | 2 | 1 | 4321 | 7 | 12 | 1 | 1 | 2 | o | 22 | 1 | 1 | 34.8036 | 123.6909 | 25.3066 | 113.5565 | 56.3491 | 29.1964 |  |  |  | 2 | 28 | 19.3339 |  | 92.4738 | 8.3457 | 13.507 | 28.7468 | 76343.4461 | 16.8414 | 51.2946 | 12.2458 | 50.5447 | 24.7391 | 12.8182 |  |  |  | 2 | 31 | 13.5052 |  | 81.6788 | 0.5901 | 18.0392 | 17.8869 | 297182.148 | 6.5897 | 4.6889 | 2.1889 | 11.3538 | 0.41435 | -22.4 | - | 6.4381 | 2.1711 | 3.5935 | 11.6765 | 0.37829 | -13.8727 | -
| 19 | 26 | o+ | o+ | + | o | 1 | 3 | 3 | 2 | 2 | 3322 | 7 | 12 | 1 | 1 | 2 | o | 22 | 1 | 1 | 22.0594 | 109.793 | 22.448 | 113.5565 | 56.3491 | 29.1964 | 11.9062 | 11.413 |  | 2 | 28 | 19.3339 |  | 92.4738 | 8.3457 | 13.507 | 28.7468 | 75478.0397 | 10.6745 | 45.5312 | 10.8625 | 50.5447 | 24.7391 | 12.8182 | 10.3229 | 8.3795 |  | 2 | 31 | 13.5052 |  | 81.6788 | 0.5901 | 18.0392 | 17.8869 | 302517.0821 | 5.6836 | 4.3521 | 2.2236 | 11.3538 | 4.9729 | -22.4 | - | 4.848 | 1.807 | 3.6875 | 11.6765 | 5.0334 | -13.8727 | -
| 20 | 34 | + | o+ | + | o | 1 | 4 | 3 | 2 | 2 | 4322 | 7 | 12 | 1 | 1 | 2 | o | 22 | 1 | 1 | 34.8036 | 123.6909 | 25.3066 | 113.5565 | 56.3491 | 29.1964 | 11.9062 | 11.413 |  | 2 | 28 | 19.3339 |  | 92.4738 | 8.3457 | 13.507 | 28.7468 | 79608.1386 | 16.8414 | 51.2946 | 12.2458 | 50.5447 | 24.7391 | 12.8182 | 10.3229 | 8.3795 |  | 2 | 31 | 13.5052 |  | 81.6788 | 0.5901 | 18.0392 | 17.8869 | 315697.5848 | 4.8585 | 4.1964 | 2.2723 | 11.3538 | 4.9652 | -22.4 | - | 4.3144 | 1.7391 | 3.7352 | 11.6765 | 5.0301 | -13.8727 | -
| 21 | 9 |  |  |  |  | 0 | 2 | 2 | 1 | 1 | 2211 | 7 | 12 | 1 | 1 | 2 | o | 16 | 0 | 1 | 17.8113 | 95.8952 | 19.2411 | 88.9465 |  | 12.5545 |  |  |  | 2 | 28 | 19.3339 |  | 92.4738 | 8.3457 |  | 28.7468 | 53668.8227 | 8.6189 | 39.7677 | 9.3108 | 39.0504 |  | 5.1273 |  |  |  | 2 | 31 | 13.5052 |  | 81.6788 | 0.5901 |  | 17.8869 | 213380.6191 | 12.4828 | 12.2136 | 5.966 | 11.3538 | 0.60163 | -22.4 | - | 10.043 | 6.1867 | 9.4099 | 11.6765 | 0.44851 | -13.8727 | -
| 22 | 9 |  |  |  |  | 0 | 2 | 2 | 1 | 1 | 2211 | 5 | 20 | 3 | 3 | 2 | o | 15 | 0 | 0 | 17.8113 | 95.8952 | 19.2411 | 88.9465 |  | 12.5545 |  |  |  | 2 | 28 | 13.0904 | 32.9447 | 53.8988 | 8.3457 |  |  | 47981.9258 | 8.6189 | 39.7677 | 9.3108 | 39.0504 |  | 5.1273 |  |  |  | 2 | 31 | 7.1208 | 13.8826 | 53.8988 | 0.5901 |  |  | 175593.7222 | 32.8877 | 12.089 | 15.5579 | 11.3538 | 0.60163 | 0 | - | 25.8902 | 6.1235 | 24.0105 | 11.6765 | 0.44851 | 0 | -
| 23 | 9 |  |  |  |  | 0 | 2 | 2 | 1 | 1 | 2211 | 7 | 12 | 1 | 1 | 2 | o | 16 | 0 | 1 | 17.8113 | 95.8952 | 19.2411 | 88.9465 |  | 12.5545 |  |  |  | 2 | 28 | 19.3339 |  | 92.4738 | 8.3457 |  | 28.7468 | 53668.8227 | 8.6189 | 39.7677 | 9.3108 | 39.0504 |  | 5.1273 |  |  |  | 2 | 31 | 13.5052 |  | 81.6788 | 0.5901 |  | 17.8869 | 213380.6191 | 12.4828 | 12.2136 | 5.966 | 11.3538 | 0.60163 | -22.4 | - | 10.043 | 6.1867 | 9.4099 | 11.6765 | 0.44851 | -13.8727 | -
| 24 | 32 |  |  |  |  | 0 | 4 | 3 | 2 | 1 | 4321 | 7 | 12 | 3 | 3 | 2 | o | 22 | 1 | 1 | 34.8036 | 123.6909 | 25.3066 | 113.5565 | 56.3491 | 29.1964 |  |  |  | 2 | 28 | 19.3339 |  | 53.8988 | 8.3457 | 13.507 | 28.7468 | 70942.9461 | 16.8414 | 51.2946 | 12.2458 | 50.5447 | 24.7391 | 12.8182 |  |  |  | 2 | 31 | 13.5052 |  | 53.8988 | 0.5901 | 18.0392 | 17.8869 | 269679.948 | 6.7978 | 4.6411 | 2.1889 | 11.3538 | 0.41435 | -22.4 | - | 6.6415 | 2.149 | 3.5935 | 11.6765 | 0.37829 | -13.8727 | -
| 25 | 10 |  |  |  |  | 0 | 2 | 2 | 2 | 1 | 2221 | 6 | 20 | 1 | 1 | 2 | o | 21 | 1 | 1 | 17.8113 | 95.8952 | 19.2411 | 88.9465 | 56.3491 | 29.1964 |  |  |  | 2 | 28 | 13.0904 | 32.9447 | 92.4738 | 8.3457 | 13.507 | 28.7468 | 69516.7088 | 8.6189 | 39.7677 | 9.3108 | 39.0504 | 24.7391 | 12.8182 |  |  |  | 2 | 31 | 7.1208 | 13.8826 | 81.6788 | 0.5901 | 18.0392 | 17.8869 | 270768.5009 | 31.2384 | 5.245 | 5.4 | 11.3538 | 0.45359 | -22.4 | - | 24.5874 | 2.3953 | 8.8707 | 11.6765 | 0.39578 | -13.8727 | -
| 26 | 19 |  |  |  |  | 0 | 3 | 2 | 1 | 1 | 3211 | 6 | 20 | 1 | 1 | 2 | o | 15 | 0 | 0 | 22.0594 | 109.793 | 22.448 | 88.9465 |  | 12.5545 |  |  |  | 2 | 28 | 13.0904 | 32.9447 | 92.4738 | 8.3457 |  |  | 56371.8148 | 10.6745 | 45.5312 | 10.8625 | 39.0504 |  | 5.1273 |  |  |  | 2 | 31 | 7.1208 | 13.8826 | 81.6788 | 0.5901 |  |  | 212373.0833 | 26.2456 | 12.1767 | 15.5579 | 11.3538 | 0.59296 | 0 | - | 21.5829 | 6.2388 | 24.0105 | 11.6765 | 0.44513 | 0 | -
| 27 | 23 |  |  |  |  | 0 | 3 | 3 | 1 | 1 | 3311 | 7 | 12 | 3 | 3 | 2 | o | 22 | 1 | 1 | 22.0594 | 109.793 | 22.448 | 113.5565 |  | 12.5545 |  |  |  | 2 | 28 | 19.3339 |  | 53.8988 | 8.3457 | 13.507 | 28.7468 | 56594.0973 | 10.6745 | 45.5312 | 10.8625 | 50.5447 |  | 5.1273 |  |  |  | 2 | 31 | 13.5052 |  | 53.8988 | 0.5901 | 18.0392 | 17.8869 | 224393.7452 | 7.8556 | 12.8369 | 2.1489 | 11.3538 | 0.60081 | -22.4 | - | 7.3231 | 6.5761 | 3.5624 | 11.6765 | 0.44539 | -13.8727 | -
| 28 | 32 |  |  |  |  | 0 | 4 | 3 | 2 | 1 | 4321 | 7 | 12 | 3 | 3 | 2 | o | 22 | 1 | 1 | 34.8036 | 123.6909 | 25.3066 | 113.5565 | 56.3491 | 29.1964 |  |  |  | 2 | 28 | 19.3339 |  | 53.8988 | 8.3457 | 13.507 | 28.7468 | 70942.9461 | 16.8414 | 51.2946 | 12.2458 | 50.5447 | 24.7391 | 12.8182 |  |  |  | 2 | 31 | 13.5052 |  | 53.8988 | 0.5901 | 18.0392 | 17.8869 | 269679.948 | 6.7978 | 4.6411 | 2.1889 | 11.3538 | 0.41435 | -22.4 | - | 6.6415 | 2.149 | 3.5935 | 11.6765 | 0.37829 | -13.8727 | -

## SP_Seville
| CLIMATE ZONE | [20 empty] | SP_Seville
| Energy efficiency measure or package of measures - RESIDENTIAL | [20 empty] | INVESTMENT COST [€/m2] | [35 empty] | (NET) PRIMARY ENERGY [kWh/m2]
Year | Nº |  | Code variant | [18 empty] | Codes Cost database(*) | [16 empty] | SFH | Codes Cost database | [16 empty] | AB | [6 empty] | SFH | [6 empty] | AB
|  | Variant E+ | e | w | c | L | HR | E | W | C | HR |  | HE | CO | HE-E | CO-E | C | L | DHW | RES-ST | RES-PV | R | W | B | Win | NC | SS | HR I | HR II | L | - | - | HE | CO | E | Control | DHW-ST | PV | 140 | R | W | B | Win | NC | SS | HR I | HR II | L | - | - | HE | CO | E | Control | DHW-ST | PV | 990 | H | C | DHW | L | AUX | RES-E | 140 | H | C | DHW | L | AUX | RES-E | 990
2010 | 1 | 1 | - | - | o | o | 0 | 1 | 1 | 1 | 1 | 1111 | 2 | 11 | 2 | 3 | 1 | o | 14 | 0 | 0 | 1 | 23 | 0 | 80 | 0 | 102 | 0 | 0 | 0 | - | - | 145 | 139 | 152 | 160 | 0 | 0 | 251.2084 | 1 | 23 | 0 | 81 | 0 | 103 | 0 | 0 | 0 | - | - | 146 | 140 | 153 | 160 | 0 | 0 | 132.6721 | 57.4191 | 62.7883 | 17.2875 | 21.5722 | 1.6681 | 0 | 160.7352 | 40.9757 | 34.2095 | 26.7 | 22.1853 | 1.0773 | 0 | 125.1478
| 2 | 7 | o- | - | o | o | 0 | 2 | 1 | 1 | 1 | 2111 | 7 | 12 | 1 | 1 | 1 | o | 16 | 0 | 0 | 9 | 31 | 63 | 80 | 0 | 102 | 0 | 0 | 0 | - | - | 127 | 0 | 148 | 160 | 0 | 0 | 278.3558 | 9 | 31 | 63 | 81 | 0 | 103 | 0 | 0 | 0 | - | - | 128 | 0 | 149 | 160 | 0 | 0 | 165.0266 | 14.2424 | 45.9758 | 10.3842 | 21.5722 | 1.3229 | 0 | 93.4975 | 12.1601 | 26.9799 | 16.1563 | 22.1853 | 0.93345 | 0 | 78.4149
| 3 | 17 | o | - | o | o | 0 | 3 | 1 | 1 | 1 | 3111 | 7 | 12 | 1 | 1 | 1 | o | 16 | 0 | 0 | 11 | 33 | 65 | 80 | 0 | 102 | 0 | 0 | 0 | - | - | 127 | 0 | 148 | 160 | 0 | 0 | 300.9218 | 11 | 33 | 65 | 81 | 0 | 103 | 0 | 0 | 0 | - | - | 128 | 0 | 149 | 160 | 0 | 0 | 174.9299 | 10.8342 | 43.1195 | 10.7549 | 21.5722 | 1.2731 | 0 | 87.5538 | 9.7974 | 25.5017 | 16.3546 | 22.1853 | 0.91229 | 0 | 74.7512
| 4 | 18 | o | - | o+ | o | 0 | 3 | 1 | 2 | 1 | 3121 | 7 | 12 | 1 | 1 | 1 | o | 16 | 0 | 0 | 11 | 33 | 65 | 80 | 116 | 108 | 0 | 0 | 0 | - | - | 127 | 0 | 148 | 160 | 0 | 0 | 373.9129 | 11 | 33 | 65 | 81 | 117 | 109 | 0 | 0 | 0 | - | - | 128 | 0 | 149 | 160 | 0 | 0 | 207.3599 | 10.8606 | 24.5273 | 10.781 | 21.5722 | 0.94157 | 0 | 68.6827 | 9.8021 | 13.9138 | 16.3618 | 22.1853 | 0.77398 | 0 | 63.0369
| 5 | 28 | o+ | o | o+ | o | 0 | 4 | 2 | 2 | 1 | 4221 | 7 | 12 | 1 | 1 | 1 | o | 16 | 0 | 0 | 13 | 35 | 67 | 88 | 116 | 108 | 0 | 0 | 0 | - | - | 127 | 0 | 148 | 160 | 0 | 0 | 452.8143 | 13 | 35 | 67 | 89 | 117 | 109 | 0 | 0 | 0 | - | - | 128 | 0 | 149 | 160 | 0 | 0 | 240.0486 | 4.6386 | 21.8789 | 12.2842 | 21.5722 | 0.85634 | 0 | 61.2302 | 4.7712 | 11.5125 | 17.4859 | 22.1853 | 0.73311 | 0 | 56.688
| 6 | 31 | o+ | o+ | o | o | 0 | 4 | 3 | 1 | 1 | 4311 | 7 | 12 | 1 | 1 | 1 | o | 16 | 0 | 0 | 13 | 35 | 67 | 90 | 0 | 102 | 0 | 0 | 0 | - | - | 127 | 0 | 148 | 160 | 0 | 0 | 404.9625 | 13 | 35 | 67 | 91 | 0 | 103 | 0 | 0 | 0 | - | - | 128 | 0 | 149 | 160 | 0 | 0 | 219.36 | 2.5404 | 44.0393 | 15.4514 | 21.5722 | 1.1831 | 0 | 84.7864 | 3.1764 | 24.1634 | 17.0461 | 22.1853 | 0.87125 | 0 | 67.4425
| 7 | 7 | o- | - | o | o | 0 | 2 | 1 | 1 | 1 | 2111 | 8 | 13 | 1 | 1 | 2 | o | 17 | 0 | 0 | 9 | 31 | 63 | 80 | 0 | 102 | 0 | 0 | 0 | - | - | 133 | 0 | 148 | 162 | 0 | 0 | 365.2649 | 9 | 31 | 63 | 81 | 0 | 103 | 0 | 0 | 0 | - | - | 134 | 0 | 149 | 162 | 0 | 0 | 234.3185 | 9.8881 | 25.7369 | 8.2154 | 21.5722 | 1.3229 | 0 | 66.7355 | 7.854 | 14.7765 | 11.8911 | 22.1853 | 0.93345 | 0 | 57.6403
| 8 | 17 | o | - | o | o | 0 | 3 | 1 | 1 | 1 | 3111 | 8 | 13 | 1 | 1 | 2 | o | 17 | 0 | 0 | 11 | 33 | 65 | 80 | 0 | 102 | 0 | 0 | 0 | - | - | 133 | 0 | 148 | 162 | 0 | 0 | 387.8309 | 11 | 33 | 65 | 81 | 0 | 103 | 0 | 0 | 0 | - | - | 134 | 0 | 149 | 162 | 0 | 0 | 244.2218 | 7.5256 | 24.1655 | 8.5129 | 21.5722 | 1.2731 | 0 | 63.0492 | 6.2914 | 13.9477 | 11.9675 | 22.1853 | 0.91229 | 0 | 55.3041
| 9 | 18 | o | - | o+ | o | 0 | 3 | 1 | 2 | 1 | 3121 | 8 | 13 | 1 | 1 | 2 | o | 17 | 0 | 0 | 11 | 33 | 65 | 80 | 116 | 108 | 0 | 0 | 0 | - | - | 133 | 0 | 148 | 162 | 0 | 0 | 460.8219 | 11 | 33 | 65 | 81 | 117 | 109 | 0 | 0 | 0 | - | - | 134 | 0 | 149 | 162 | 0 | 0 | 276.6518 | 7.5488 | 13.41 | 8.539 | 21.5722 | 0.94157 | 0 | 52.0116 | 6.2954 | 7.3452 | 11.9747 | 22.1853 | 0.77398 | 0 | 48.5746
| 10 | 28 | o+ | o | o+ | o | 0 | 4 | 2 | 2 | 1 | 4221 | 8 | 13 | 1 | 1 | 2 | o | 17 | 0 | 0 | 13 | 35 | 67 | 88 | 116 | 108 | 0 | 0 | 0 | - | - | 133 | 0 | 148 | 162 | 0 | 0 | 475.7327 | 13 | 35 | 67 | 89 | 117 | 109 | 0 | 0 | 0 | - | - | 134 | 0 | 149 | 162 | 0 | 0 | 272.678 | 3.286 | 12.1873 | 9.9164 | 21.5722 | 0.85634 | 0 | 47.8183 | 3.0532 | 6.1306 | 12.7511 | 22.1853 | 0.73311 | 0 | 44.8533
| 11 | 31 | o+ | o+ | o | o | 0 | 4 | 3 | 1 | 1 | 4311 | 8 | 13 | 1 | 1 | 2 | o | 17 | 0 | 0 | 13 | 35 | 67 | 90 | 0 | 102 | 0 | 0 | 0 | - | - | 133 | 0 | 148 | 162 | 0 | 0 | 427.8809 | 13 | 35 | 67 | 91 | 0 | 103 | 0 | 0 | 0 | - | - | 134 | 0 | 149 | 162 | 0 | 0 | 251.9895 | 1.8637 | 25.5627 | 12.9171 | 21.5722 | 1.1831 | 0 | 63.0987 | 2.1721 | 13.5962 | 13.2831 | 22.1853 | 0.87125 | 0 | 52.1079
| 12 | 17 | o | - | o | o | 0 | 3 | 1 | 1 | 1 | 3111 | 7 | 12 | 1 | 1 | 1 | o | 22 | 1 | 0 | 11 | 33 | 65 | 80 | 0 | 102 | 0 | 0 | 0 | - | - | 127 | 0 | 148 | 160 | 185 | 0 | 314.9916 | 11 | 33 | 65 | 81 | 0 | 103 | 0 | 0 | 0 | - | - | 128 | 0 | 149 | 160 | 186 | 0 | 193.7208 | 10.8342 | 43.1195 | 3.0895 | 21.5722 | 1.2731 | 0 | 79.8884 | 9.7974 | 25.5017 | 5.0924 | 22.1853 | 0.91229 | 0 | 63.489
| 13 | 18 | o | - | o+ | o | 0 | 3 | 1 | 2 | 1 | 3121 | 7 | 12 | 1 | 1 | 1 | o | 22 | 1 | 0 | 11 | 33 | 65 | 80 | 116 | 108 | 0 | 0 | 0 | - | - | 127 | 0 | 148 | 160 | 185 | 0 | 387.9827 | 11 | 33 | 65 | 81 | 117 | 109 | 0 | 0 | 0 | - | - | 128 | 0 | 149 | 160 | 186 | 0 | 226.1508 | 10.8606 | 24.5273 | 3.097 | 21.5722 | 0.94157 | 0 | 60.9987 | 9.8021 | 13.9138 | 5.0946 | 22.1853 | 0.77398 | 0 | 51.7697
| 14 | 28 | o+ | o | o+ | o | 0 | 4 | 2 | 2 | 1 | 4221 | 7 | 12 | 1 | 1 | 1 | o | 22 | 1 | 0 | 13 | 35 | 67 | 88 | 116 | 108 | 0 | 0 | 0 | - | - | 127 | 0 | 148 | 160 | 185 | 0 | 466.8841 | 13 | 35 | 67 | 89 | 117 | 109 | 0 | 0 | 0 | - | - | 128 | 0 | 149 | 160 | 186 | 0 | 258.8394 | 4.6386 | 21.8789 | 3.5288 | 21.5722 | 0.85634 | 0 | 52.4748 | 4.7712 | 11.5125 | 5.4446 | 22.1853 | 0.73311 | 0 | 44.6467
| 15 | 31 | o+ | o+ | o | o | 0 | 4 | 3 | 1 | 1 | 4311 | 7 | 12 | 1 | 1 | 1 | o | 22 | 1 | 0 | 13 | 35 | 67 | 90 | 0 | 102 | 0 | 0 | 0 | - | - | 127 | 0 | 148 | 160 | 185 | 0 | 419.0323 | 13 | 35 | 67 | 91 | 0 | 103 | 0 | 0 | 0 | - | - | 128 | 0 | 149 | 160 | 186 | 0 | 238.1509 | 2.5404 | 44.0393 | 4.4386 | 21.5722 | 1.1831 | 0 | 73.7736 | 3.1764 | 24.1634 | 5.3077 | 22.1853 | 0.87125 | 0 | 55.704
| 16 | 17 | o | - | o | o | 0 | 3 | 1 | 1 | 1 | 3111 | 7 | 12 | 1 | 1 | 1 | o | 16 | 0 | 1 | 11 | 33 | 65 | 80 | 0 | 102 | 0 | 0 | 0 | - | - | 127 | 0 | 148 | 160 | 0 | 184 | 358.9154 | 11 | 33 | 65 | 81 | 0 | 103 | 0 | 0 | 0 | - | - | 128 | 0 | 149 | 160 | 0 | 184 | 211.0148 | 10.8342 | 43.1195 | 10.7549 | 21.5722 | 1.2731 | -43.415 | 44.1388 | 9.7974 | 25.5017 | 16.3546 | 22.1853 | 0.91229 | -26.1605 | 48.5907
| 17 | 18 | o | - | o+ | o | 0 | 3 | 1 | 2 | 1 | 3121 | 7 | 12 | 1 | 1 | 1 | o | 16 | 0 | 1 | 11 | 33 | 65 | 80 | 116 | 108 | 0 | 0 | 0 | - | - | 127 | 0 | 148 | 160 | 0 | 184 | 431.9065 | 11 | 33 | 65 | 81 | 117 | 109 | 0 | 0 | 0 | - | - | 128 | 0 | 149 | 160 | 0 | 184 | 243.4448 | 10.8606 | 24.5273 | 10.781 | 21.5722 | 0.94157 | -43.415 | 25.2677 | 9.8021 | 13.9138 | 16.3618 | 22.1853 | 0.77398 | -26.1605 | 36.8764
| 18 | 28 | o+ | o | o+ | o | 0 | 4 | 2 | 2 | 1 | 4221 | 7 | 12 | 1 | 1 | 1 | o | 16 | 0 | 1 | 13 | 35 | 67 | 88 | 116 | 108 | 0 | 0 | 0 | - | - | 127 | 0 | 148 | 160 | 0 | 184 | 510.8078 | 13 | 35 | 67 | 89 | 117 | 109 | 0 | 0 | 0 | - | - | 128 | 0 | 149 | 160 | 0 | 184 | 276.1334 | 4.6386 | 21.8789 | 12.2842 | 21.5722 | 0.85634 | -43.415 | 17.8152 | 4.7712 | 11.5125 | 17.4859 | 22.1853 | 0.73311 | -26.1605 | 30.5275
| 19 | 31 | o+ | o+ | o | o | 0 | 4 | 3 | 1 | 1 | 4311 | 7 | 12 | 1 | 1 | 1 | o | 16 | 0 | 1 | 13 | 35 | 67 | 90 | 0 | 102 | 0 | 0 | 0 | - | - | 127 | 0 | 148 | 160 | 0 | 184 | 462.9561 | 13 | 35 | 67 | 91 | 0 | 103 | 0 | 0 | 0 | - | - | 128 | 0 | 149 | 160 | 0 | 184 | 255.4449 | 2.5404 | 44.0393 | 15.4514 | 21.5722 | 1.1831 | -43.415 | 41.3714 | 3.1764 | 24.1634 | 17.0461 | 22.1853 | 0.87125 | -26.1605 | 41.282
| 20 | 19 |  |  |  |  | 0 | 3 | 2 | 1 | 1 | 3211 | 7 | 12 | 3 | 3 | 2 | o | 22 | 1 | 1 | 11 | 33 | 65 | 88 | 0 | 102 | 0 | 0 | 0 | - | - | 127 | 0 | 154 | 162 | 185 | 184 | 385.0538 | 11 | 33 | 65 | 89 | 0 | 103 | 0 | 0 | 0 | - | - | 128 | 0 | 155 | 162 | 186 | 184 | 223.5421 | 5.3935 | 36.9193 | 3.3374 | 21.5722 | 1.1819 | -43.415 | 24.9893 | 5.1426 | 21.8691 | 5.3296 | 22.1853 | 0.87232 | -26.1605 | 29.2383
| 21 | 17 |  |  |  |  | 0 | 3 | 1 | 1 | 1 | 3111 | 7 | 12 | 3 | 3 | 2 | o | 22 | 1 | 0 | 11 | 33 | 65 | 80 | 0 | 102 | 0 | 0 | 0 | - | - | 127 | 0 | 154 | 162 | 185 | 0 | 270.3569 | 11 | 33 | 65 | 81 | 0 | 103 | 0 | 0 | 0 | - | - | 128 | 0 | 155 | 162 | 186 | 0 | 164.4937 | 9.8078 | 39.1955 | 3.0895 | 21.5722 | 1.2731 | 0 | 74.938 | 8.8692 | 23.1809 | 5.0924 | 22.1853 | 0.91229 | 0 | 60.2401
| 22 | 17 |  |  |  |  | 0 | 3 | 1 | 1 | 1 | 3111 | 7 | 12 | 3 | 3 | 2 | o | 16 | 0 | 1 | 11 | 33 | 65 | 80 | 0 | 102 | 0 | 0 | 0 | - | - | 127 | 0 | 154 | 162 | 0 | 184 | 314.2807 | 11 | 33 | 65 | 81 | 0 | 103 | 0 | 0 | 0 | - | - | 128 | 0 | 155 | 162 | 0 | 184 | 181.7878 | 9.8078 | 39.1955 | 10.7549 | 21.5722 | 1.2731 | -43.415 | 39.1884 | 8.8692 | 23.1809 | 16.3546 | 22.1853 | 0.91229 | -26.1605 | 45.3418
| 23 | 24 |  |  |  |  | 0 | 3 | 3 | 2 | 1 | 3321 | 7 | 12 | 3 | 3 | 2 | o | 22 | 1 | 1 | 11 | 33 | 65 | 90 | 116 | 108 | 0 | 0 | 0 | - | - | 127 | 0 | 154 | 162 | 185 | 184 | 483.1842 | 11 | 33 | 65 | 91 | 117 | 109 | 0 | 0 | 0 | - | - | 128 | 0 | 155 | 162 | 186 | 184 | 267.7135 | 3.1927 | 21.9544 | 3.8259 | 21.5722 | 0.85398 | -43.415 | 7.9842 | 3.7896 | 10.7627 | 5.5397 | 22.1853 | 0.73198 | -26.1605 | 16.8488
| 24 | 18 |  |  |  |  | 0 | 3 | 1 | 2 | 1 | 3121 | 7 | 12 | 1 | 1 | 2 | o | 22 | 1 | 1 | 11 | 33 | 65 | 80 | 116 | 108 | 0 | 0 | 0 | - | - | 127 | 0 | 148 | 162 | 185 | 184 | 439.9165 | 11 | 33 | 65 | 81 | 117 | 109 | 0 | 0 | 0 | - | - | 128 | 0 | 149 | 162 | 186 | 184 | 260.7886 | 9.5307 | 22.5251 | 3.097 | 21.5722 | 0.94157 | -43.415 | 14.2516 | 8.6018 | 12.778 | 5.0946 | 22.1853 | 0.77398 | -26.1605 | 23.2732
| 25 | 18 |  |  |  |  | 0 | 3 | 1 | 2 | 1 | 3121 | 7 | 12 | 3 | 3 | 2 | o | 22 | 1 | 0 | 11 | 33 | 65 | 80 | 116 | 108 | 0 | 0 | 0 | - | - | 127 | 0 | 154 | 162 | 185 | 0 | 343.348 | 11 | 33 | 65 | 81 | 117 | 109 | 0 | 0 | 0 | - | - | 128 | 0 | 155 | 162 | 186 | 0 | 196.9237 | 9.8317 | 22.2952 | 3.097 | 21.5722 | 0.94157 | 0 | 57.7377 | 8.8735 | 12.6476 | 5.0946 | 22.1853 | 0.77398 | 0 | 49.5749
| 26 | 20 |  |  |  |  | 0 | 3 | 2 | 2 | 1 | 3221 | 7 | 12 | 3 | 3 | 2 | o | 22 | 1 | 1 | 11 | 33 | 65 | 88 | 116 | 108 | 0 | 0 | 0 | - | - | 127 | 0 | 154 | 162 | 185 | 184 | 458.0449 | 11 | 33 | 65 | 89 | 117 | 109 | 0 | 0 | 0 | - | - | 128 | 0 | 155 | 162 | 186 | 184 | 255.9721 | 5.4183 | 20.7418 | 3.3527 | 21.5722 | 0.87564 | -43.415 | 8.5457 | 5.1467 | 11.0708 | 5.3339 | 22.1853 | 0.74073 | -26.1605 | 18.3169
| 27 | 32 |  |  |  |  | 0 | 4 | 3 | 2 | 1 | 4321 | 7 | 12 | 3 | 3 | 2 | o | 22 | 1 | 1 | 13 | 35 | 67 | 90 | 116 | 108 | 0 | 0 | 0 | - | - | 127 | 0 | 154 | 162 | 185 | 184 | 505.3822 | 13 | 35 | 67 | 91 | 117 | 109 | 0 | 0 | 0 | - | - | 128 | 0 | 155 | 162 | 186 | 184 | 277.4387 | 2.326 | 21.2193 | 4.4893 | 21.5722 | 0.83763 | -43.415 | 7.0295 | 2.8795 | 9.8368 | 5.3156 | 22.1853 | 0.72491 | -26.1605 | 14.7816
[58 empty] | Energy use[kWh/m2y] - SFH | [6 empty] | Energy use[kWh/m2y] - AB
| Nº | Variant E+ | e | w | c | L | HR | E | W | C | HR |  | HE | CO | HE-E | CO-E | C | L | DHW | RES-ST | RES-PV | R | W | B | Win | NC | SS | HR I | HR II | L | Performance | HE Code | HE | CO | E | Control | DHW-ST | PV | Total SFH | Roof | Walls | Basement | Windows | NC | SS | Heat Recovery - grilles and ducts | Heat Recovery - unit | L |  |  | Heating Generation | CO | Emission | Control | Thermal Solar | PV | Total AB | H | C | DHW | L | AUX | RES-E | - | H | C | DHW | L | AUX | RES-E | -
2010 | 1 | 1 | - | - | o | o | 0 | 1 | 1 | 1 | 1 | 1111 | 2 | 11 | 2 | 3 | 1 | o | 14 | 0 | 0 | 53.3212 | 35.25 |  | 16.642 |  | 12.5545 |  |  |  | 0 | 38 | 9.5102 | 42.723 | 66.802 | 14.4054 |  |  | 35169.1705 | 25.8021 | 14.6182 |  | 7.5485 |  | 5.1273 |  |  |  | 0 | 41 | 4.9151 | 8.7429 | 63.881 | 2.0371 |  |  | 131345.3909 | 57.4191 | 33.0465 | 17.2875 | 11.3538 | 0.87794 | 0 | - | 40.9757 | 18.005 | 26.7 | 11.6765 | 0.56702 | 0 | -
| 2 | 7 | o- | - | o | o | 0 | 2 | 1 | 1 | 1 | 2111 | 7 | 12 | 1 | 1 | 1 | o | 16 | 0 | 0 | 9.8444 | 86.6562 | 20.3344 | 16.642 |  | 12.5545 |  |  |  | 1 | 39 | 25.4451 |  | 92.4738 | 14.4054 |  |  | 38969.8123 | 4.7637 | 35.9364 | 9.8398 | 7.5485 |  | 5.1273 |  |  |  | 1 | 42 | 18.0951 |  | 81.6788 | 2.0371 |  |  | 163376.3283 | 7.496 | 24.1978 | 5.4653 | 11.3538 | 0.69628 | 0 | - | 6.4 | 14.1999 | 8.5033 | 11.6765 | 0.49129 | 0 | -
| 3 | 17 | o | - | o | o | 0 | 3 | 1 | 1 | 1 | 3111 | 7 | 12 | 1 | 1 | 1 | o | 16 | 0 | 0 | 14.3339 | 101.3438 | 23.7234 | 16.642 |  | 12.5545 |  |  |  | 1 | 39 | 25.4451 |  | 92.4738 | 14.4054 |  |  | 42129.053 | 6.9361 | 42.0273 | 11.4797 | 7.5485 |  | 5.1273 |  |  |  | 1 | 42 | 18.0951 |  | 81.6788 | 2.0371 |  |  | 173180.6009 | 5.7022 | 22.6945 | 5.6605 | 11.3538 | 0.67003 | 0 | - | 5.1565 | 13.4219 | 8.6077 | 11.6765 | 0.48015 | 0 | -
| 4 | 18 | o | - | o+ | o | 0 | 3 | 1 | 2 | 1 | 3121 | 7 | 12 | 1 | 1 | 1 | o | 16 | 0 | 0 | 14.3339 | 101.3438 | 23.7234 | 16.642 | 56.3491 | 29.1964 |  |  |  | 1 | 39 | 25.4451 |  | 92.4738 | 14.4054 |  |  | 52347.803 | 6.9361 | 42.0273 | 11.4797 | 7.5485 | 24.7391 | 12.8182 |  |  |  | 1 | 42 | 18.0951 |  | 81.6788 | 2.0371 |  |  | 205286.3009 | 5.7161 | 12.9091 | 5.6742 | 11.3538 | 0.49556 | 0 | - | 5.159 | 7.323 | 8.6115 | 11.6765 | 0.40736 | 0 | -
| 5 | 28 | o+ | o | o+ | o | 0 | 4 | 2 | 2 | 1 | 4221 | 7 | 12 | 1 | 1 | 1 | o | 16 | 0 | 0 | 18.8233 | 116.0312 | 26.7445 | 90.8593 | 56.3491 | 29.1964 |  |  |  | 2 | 40 | 7.9312 |  | 92.4738 | 14.4054 |  |  | 63393.9975 | 9.1086 | 48.1182 | 12.9416 | 39.8902 | 24.7391 | 12.8182 |  |  |  | 2 | 43 | 8.7168 |  | 81.6788 | 2.0371 |  |  | 237648.0654 | 2.4414 | 11.5152 | 6.4654 | 11.3538 | 0.45071 | 0 | - | 2.5112 | 6.0592 | 9.2031 | 11.6765 | 0.38585 | 0 | -
| 6 | 31 | o+ | o+ | o | o | 0 | 4 | 3 | 1 | 1 | 4311 | 7 | 12 | 1 | 1 | 1 | o | 16 | 0 | 0 | 18.8233 | 116.0312 | 26.7445 | 115.9986 |  | 12.5545 |  |  |  | 2 | 40 | 7.9312 |  | 92.4738 | 14.4054 |  |  | 56694.7485 | 9.1086 | 48.1182 | 12.9416 | 51.6316 |  | 5.1273 |  |  |  | 2 | 43 | 8.7168 |  | 81.6788 | 2.0371 |  |  | 217166.4054 | 1.337 | 23.1786 | 8.1323 | 11.3538 | 0.62267 | 0 | - | 1.6718 | 12.7176 | 8.9716 | 11.6765 | 0.45855 | 0 | -
| 7 | 7 | o- | - | o | o | 0 | 2 | 1 | 1 | 1 | 2111 | 8 | 13 | 1 | 1 | 2 | o | 17 | 0 | 0 | 9.8444 | 86.6562 | 20.3344 | 16.642 |  | 12.5545 |  |  |  | 1 | 39 | 118.4139 |  | 92.4738 | 8.3457 |  |  | 51137.0798 | 4.7637 | 35.9364 | 9.8398 | 7.5485 |  | 5.1273 |  |  |  | 1 | 42 | 88.834 |  | 81.6788 | 0.5901 |  |  | 231975.3294 | 5.2043 | 13.5457 | 4.3239 | 11.3538 | 0.69628 | 0 | - | 4.1337 | 7.7771 | 6.2585 | 11.6765 | 0.49129 | 0 | -
| 8 | 17 | o | - | o | o | 0 | 3 | 1 | 1 | 1 | 3111 | 8 | 13 | 1 | 1 | 2 | o | 17 | 0 | 0 | 14.3339 | 101.3438 | 23.7234 | 16.642 |  | 12.5545 |  |  |  | 1 | 39 | 118.4139 |  | 92.4738 | 8.3457 |  |  | 54296.3205 | 6.9361 | 42.0273 | 11.4797 | 7.5485 |  | 5.1273 |  |  |  | 1 | 42 | 88.834 |  | 81.6788 | 0.5901 |  |  | 241779.6019 | 3.9608 | 12.7187 | 4.4805 | 11.3538 | 0.67003 | 0 | - | 3.3112 | 7.3409 | 6.2987 | 11.6765 | 0.48015 | 0 | -
| 9 | 18 | o | - | o+ | o | 0 | 3 | 1 | 2 | 1 | 3121 | 8 | 13 | 1 | 1 | 2 | o | 17 | 0 | 0 | 14.3339 | 101.3438 | 23.7234 | 16.642 | 56.3491 | 29.1964 |  |  |  | 1 | 39 | 118.4139 |  | 92.4738 | 8.3457 |  |  | 64515.0705 | 6.9361 | 42.0273 | 11.4797 | 7.5485 | 24.7391 | 12.8182 |  |  |  | 1 | 42 | 88.834 |  | 81.6788 | 0.5901 |  |  | 273885.3019 | 3.973 | 7.0579 | 4.4942 | 11.3538 | 0.49556 | 0 | - | 3.3134 | 3.8659 | 6.3025 | 11.6765 | 0.40736 | 0 | -
| 10 | 28 | o+ | o | o+ | o | 0 | 4 | 2 | 2 | 1 | 4221 | 8 | 13 | 1 | 1 | 2 | o | 17 | 0 | 0 | 18.8233 | 116.0312 | 26.7445 | 90.8593 | 56.3491 | 29.1964 |  |  |  | 2 | 40 | 36.9093 |  | 92.4738 | 8.3457 |  |  | 66602.5742 | 9.1086 | 48.1182 | 12.9416 | 39.8902 | 24.7391 | 12.8182 |  |  |  | 2 | 43 | 42.7933 |  | 81.6788 | 0.5901 |  |  | 269951.2622 | 1.7295 | 6.4144 | 5.2192 | 11.3538 | 0.45071 | 0 | - | 1.607 | 3.2266 | 6.7111 | 11.6765 | 0.38585 | 0 | -
| 11 | 31 | o+ | o+ | o | o | 0 | 4 | 3 | 1 | 1 | 4311 | 8 | 13 | 1 | 1 | 2 | o | 17 | 0 | 0 | 18.8233 | 116.0312 | 26.7445 | 115.9986 |  | 12.5545 |  |  |  | 2 | 40 | 36.9093 |  | 92.4738 | 8.3457 |  |  | 59903.3252 | 9.1086 | 48.1182 | 12.9416 | 51.6316 |  | 5.1273 |  |  |  | 2 | 43 | 42.7933 |  | 81.6788 | 0.5901 |  |  | 249469.6022 | 0.98088 | 13.454 | 6.7985 | 11.3538 | 0.62267 | 0 | - | 1.1432 | 7.1559 | 6.9911 | 11.6765 | 0.45855 | 0 | -
| 12 | 17 | o | - | o | o | 0 | 3 | 1 | 1 | 1 | 3111 | 7 | 12 | 1 | 1 | 1 | o | 22 | 1 | 0 | 14.3339 | 101.3438 | 23.7234 | 16.642 |  | 12.5545 |  |  |  | 1 | 39 | 25.4451 |  | 92.4738 | 14.4054 | 14.0698 |  | 44098.823 | 6.9361 | 42.0273 | 11.4797 | 7.5485 |  | 5.1273 |  |  |  | 1 | 42 | 18.0951 |  | 81.6788 | 2.0371 | 18.7909 |  | 191783.5609 | 5.7022 | 22.6945 | 1.626 | 11.3538 | 0.67003 | 0 | - | 5.1565 | 13.4219 | 2.6802 | 11.6765 | 0.48015 | 0 | -
| 13 | 18 | o | - | o+ | o | 0 | 3 | 1 | 2 | 1 | 3121 | 7 | 12 | 1 | 1 | 1 | o | 22 | 1 | 0 | 14.3339 | 101.3438 | 23.7234 | 16.642 | 56.3491 | 29.1964 |  |  |  | 1 | 39 | 25.4451 |  | 92.4738 | 14.4054 | 14.0698 |  | 54317.573 | 6.9361 | 42.0273 | 11.4797 | 7.5485 | 24.7391 | 12.8182 |  |  |  | 1 | 42 | 18.0951 |  | 81.6788 | 2.0371 | 18.7909 |  | 223889.2609 | 5.7161 | 12.9091 | 1.63 | 11.3538 | 0.49556 | 0 | - | 5.159 | 7.323 | 2.6814 | 11.6765 | 0.40736 | 0 | -
| 14 | 28 | o+ | o | o+ | o | 0 | 4 | 2 | 2 | 1 | 4221 | 7 | 12 | 1 | 1 | 1 | o | 22 | 1 | 0 | 18.8233 | 116.0312 | 26.7445 | 90.8593 | 56.3491 | 29.1964 |  |  |  | 2 | 40 | 7.9312 |  | 92.4738 | 14.4054 | 14.0698 |  | 65363.7675 | 9.1086 | 48.1182 | 12.9416 | 39.8902 | 24.7391 | 12.8182 |  |  |  | 2 | 43 | 8.7168 |  | 81.6788 | 2.0371 | 18.7909 |  | 256251.0254 | 2.4414 | 11.5152 | 1.8573 | 11.3538 | 0.45071 | 0 | - | 2.5112 | 6.0592 | 2.8656 | 11.6765 | 0.38585 | 0 | -
| 15 | 31 | o+ | o+ | o | o | 0 | 4 | 3 | 1 | 1 | 4311 | 7 | 12 | 1 | 1 | 1 | o | 22 | 1 | 0 | 18.8233 | 116.0312 | 26.7445 | 115.9986 |  | 12.5545 |  |  |  | 2 | 40 | 7.9312 |  | 92.4738 | 14.4054 | 14.0698 |  | 58664.5185 | 9.1086 | 48.1182 | 12.9416 | 51.6316 |  | 5.1273 |  |  |  | 2 | 43 | 8.7168 |  | 81.6788 | 2.0371 | 18.7909 |  | 235769.3654 | 1.337 | 23.1786 | 2.3361 | 11.3538 | 0.62267 | 0 | - | 1.6718 | 12.7176 | 2.7935 | 11.6765 | 0.45855 | 0 | -
| 16 | 17 | o | - | o | o | 0 | 3 | 1 | 1 | 1 | 3111 | 7 | 12 | 1 | 1 | 1 | o | 16 | 0 | 1 | 14.3339 | 101.3438 | 23.7234 | 16.642 |  | 12.5545 |  |  |  | 1 | 39 | 25.4451 |  | 92.4738 | 14.4054 |  | 57.9936 | 50248.153 | 6.9361 | 42.0273 | 11.4797 | 7.5485 |  | 5.1273 |  |  |  | 1 | 42 | 18.0951 |  | 81.6788 | 2.0371 |  | 36.0849 | 208904.6409 | 5.7022 | 22.6945 | 5.6605 | 11.3538 | 0.67003 | -22.85 | - | 5.1565 | 13.4219 | 8.6077 | 11.6765 | 0.48015 | -13.7687 | -
| 17 | 18 | o | - | o+ | o | 0 | 3 | 1 | 2 | 1 | 3121 | 7 | 12 | 1 | 1 | 1 | o | 16 | 0 | 1 | 14.3339 | 101.3438 | 23.7234 | 16.642 | 56.3491 | 29.1964 |  |  |  | 1 | 39 | 25.4451 |  | 92.4738 | 14.4054 |  | 57.9936 | 60466.903 | 6.9361 | 42.0273 | 11.4797 | 7.5485 | 24.7391 | 12.8182 |  |  |  | 1 | 42 | 18.0951 |  | 81.6788 | 2.0371 |  | 36.0849 | 241010.3409 | 5.7161 | 12.9091 | 5.6742 | 11.3538 | 0.49556 | -22.85 | - | 5.159 | 7.323 | 8.6115 | 11.6765 | 0.40736 | -13.7687 | -
| 18 | 28 | o+ | o | o+ | o | 0 | 4 | 2 | 2 | 1 | 4221 | 7 | 12 | 1 | 1 | 1 | o | 16 | 0 | 1 | 18.8233 | 116.0312 | 26.7445 | 90.8593 | 56.3491 | 29.1964 |  |  |  | 2 | 40 | 7.9312 |  | 92.4738 | 14.4054 |  | 57.9936 | 71513.0975 | 9.1086 | 48.1182 | 12.9416 | 39.8902 | 24.7391 | 12.8182 |  |  |  | 2 | 43 | 8.7168 |  | 81.6788 | 2.0371 |  | 36.0849 | 273372.1054 | 2.4414 | 11.5152 | 6.4654 | 11.3538 | 0.45071 | -22.85 | - | 2.5112 | 6.0592 | 9.2031 | 11.6765 | 0.38585 | -13.7687 | -
| 19 | 31 | o+ | o+ | o | o | 0 | 4 | 3 | 1 | 1 | 4311 | 7 | 12 | 1 | 1 | 1 | o | 16 | 0 | 1 | 18.8233 | 116.0312 | 26.7445 | 115.9986 |  | 12.5545 |  |  |  | 2 | 40 | 7.9312 |  | 92.4738 | 14.4054 |  | 57.9936 | 64813.8485 | 9.1086 | 48.1182 | 12.9416 | 51.6316 |  | 5.1273 |  |  |  | 2 | 43 | 8.7168 |  | 81.6788 | 2.0371 |  | 36.0849 | 252890.4454 | 1.337 | 23.1786 | 8.1323 | 11.3538 | 0.62267 | -22.85 | - | 1.6718 | 12.7176 | 8.9716 | 11.6765 | 0.45855 | -13.7687 | -
| 20 | 19 |  |  |  |  | 0 | 3 | 2 | 1 | 1 | 3211 | 7 | 12 | 3 | 3 | 2 | o | 22 | 1 | 1 | 14.3339 | 101.3438 | 23.7234 | 90.8593 |  | 12.5545 |  |  |  | 2 | 40 | 7.9312 |  | 53.8988 | 8.3457 | 14.0698 | 57.9936 | 53907.5379 | 6.9361 | 42.0273 | 11.4797 | 39.8902 |  | 5.1273 |  |  |  | 2 | 43 | 8.7168 |  | 53.8988 | 0.5901 | 18.7909 | 36.0849 | 221306.6306 | 2.8387 | 19.4312 | 1.7565 | 11.3538 | 0.62204 | -22.85 | - | 2.7066 | 11.51 | 2.805 | 11.6765 | 0.45912 | -13.7687 | -
| 21 | 17 |  |  |  |  | 0 | 3 | 1 | 1 | 1 | 3111 | 7 | 12 | 3 | 3 | 2 | o | 22 | 1 | 0 | 14.3339 | 101.3438 | 23.7234 | 16.642 |  | 12.5545 |  |  |  | 1 | 39 | 25.4451 |  | 53.8988 | 8.3457 | 14.0698 |  | 37849.963 | 6.9361 | 42.0273 | 11.4797 | 7.5485 |  | 5.1273 |  |  |  | 1 | 42 | 18.0951 |  | 53.8988 | 0.5901 | 18.7909 |  | 162848.8009 | 5.162 | 20.6292 | 1.626 | 11.3538 | 0.67003 | 0 | - | 4.668 | 12.2005 | 2.6802 | 11.6765 | 0.48015 | 0 | -
| 22 | 17 |  |  |  |  | 0 | 3 | 1 | 1 | 1 | 3111 | 7 | 12 | 3 | 3 | 2 | o | 16 | 0 | 1 | 14.3339 | 101.3438 | 23.7234 | 16.642 |  | 12.5545 |  |  |  | 1 | 39 | 25.4451 |  | 53.8988 | 8.3457 |  | 57.9936 | 43999.293 | 6.9361 | 42.0273 | 11.4797 | 7.5485 |  | 5.1273 |  |  |  | 1 | 42 | 18.0951 |  | 53.8988 | 0.5901 |  | 36.0849 | 179969.8809 | 5.162 | 20.6292 | 5.6605 | 11.3538 | 0.67003 | -22.85 | - | 4.668 | 12.2005 | 8.6077 | 11.6765 | 0.48015 | -13.7687 | -
| 23 | 24 |  |  |  |  | 0 | 3 | 3 | 2 | 1 | 3321 | 7 | 12 | 3 | 3 | 2 | o | 22 | 1 | 1 | 14.3339 | 101.3438 | 23.7234 | 115.9986 | 56.3491 | 29.1964 |  |  |  | 2 | 40 | 7.9312 |  | 53.8988 | 8.3457 | 14.0698 | 57.9936 | 67645.7889 | 6.9361 | 42.0273 | 11.4797 | 51.6316 | 24.7391 | 12.8182 |  |  |  | 2 | 43 | 8.7168 |  | 53.8988 | 0.5901 | 18.7909 | 36.0849 | 265036.3706 | 1.6804 | 11.555 | 2.0136 | 11.3538 | 0.44946 | -22.85 | - | 1.9945 | 5.6646 | 2.9156 | 11.6765 | 0.38525 | -13.7687 | -
| 24 | 18 |  |  |  |  | 0 | 3 | 1 | 2 | 1 | 3121 | 7 | 12 | 1 | 1 | 2 | o | 22 | 1 | 1 | 14.3339 | 101.3438 | 23.7234 | 16.642 | 56.3491 | 29.1964 |  |  |  | 1 | 39 | 25.4451 |  | 92.4738 | 8.3457 | 14.0698 | 57.9936 | 61588.313 | 6.9361 | 42.0273 | 11.4797 | 7.5485 | 24.7391 | 12.8182 |  |  |  | 1 | 42 | 18.0951 |  | 81.6788 | 0.5901 | 18.7909 | 36.0849 | 258180.7409 | 5.0162 | 11.8553 | 1.63 | 11.3538 | 0.49556 | -22.85 | - | 4.5273 | 6.7252 | 2.6814 | 11.6765 | 0.40736 | -13.7687 | -
| 25 | 18 |  |  |  |  | 0 | 3 | 1 | 2 | 1 | 3121 | 7 | 12 | 3 | 3 | 2 | o | 22 | 1 | 0 | 14.3339 | 101.3438 | 23.7234 | 16.642 | 56.3491 | 29.1964 |  |  |  | 1 | 39 | 25.4451 |  | 53.8988 | 8.3457 | 14.0698 |  | 48068.713 | 6.9361 | 42.0273 | 11.4797 | 7.5485 | 24.7391 | 12.8182 |  |  |  | 1 | 42 | 18.0951 |  | 53.8988 | 0.5901 | 18.7909 |  | 194954.5009 | 5.1746 | 11.7343 | 1.63 | 11.3538 | 0.49556 | 0 | - | 4.6703 | 6.6566 | 2.6814 | 11.6765 | 0.40736 | 0 | -
| 26 | 20 |  |  |  |  | 0 | 3 | 2 | 2 | 1 | 3221 | 7 | 12 | 3 | 3 | 2 | o | 22 | 1 | 1 | 14.3339 | 101.3438 | 23.7234 | 90.8593 | 56.3491 | 29.1964 |  |  |  | 2 | 40 | 7.9312 |  | 53.8988 | 8.3457 | 14.0698 | 57.9936 | 64126.2879 | 6.9361 | 42.0273 | 11.4797 | 39.8902 | 24.7391 | 12.8182 |  |  |  | 2 | 43 | 8.7168 |  | 53.8988 | 0.5901 | 18.7909 | 36.0849 | 253412.3306 | 2.8517 | 10.9168 | 1.7646 | 11.3538 | 0.46086 | -22.85 | - | 2.7088 | 5.8267 | 2.8073 | 11.6765 | 0.38986 | -13.7687 | -
| 27 | 32 |  |  |  |  | 0 | 4 | 3 | 2 | 1 | 4321 | 7 | 12 | 3 | 3 | 2 | o | 22 | 1 | 1 | 18.8233 | 116.0312 | 26.7445 | 115.9986 | 56.3491 | 29.1964 |  |  |  | 2 | 40 | 7.9312 |  | 53.8988 | 8.3457 | 14.0698 | 57.9936 | 70753.5085 | 9.1086 | 48.1182 | 12.9416 | 51.6316 | 24.7391 | 12.8182 |  |  |  | 2 | 43 | 8.7168 |  | 53.8988 | 0.5901 | 18.7909 | 36.0849 | 274664.3454 | 1.2242 | 11.168 | 2.3628 | 11.3538 | 0.44086 | -22.85 | - | 1.5155 | 5.1773 | 2.7977 | 11.6765 | 0.38153 | -13.7687 | -
| Energy efficiency measure or package of measures - RESIDENTIAL | [20 empty] | INVESTMENT COST [€/m2] | [35 empty] | (NET) PRIMARY ENERGY [kWh/m2]
Year | Nº |  | Code variant | [18 empty] | Codes Cost database(*) | [16 empty] | SFH | Codes Cost database | [16 empty] | AB | [6 empty] | SFH | [6 empty] | AB
|  | Variant E+ | e | w | c | L | HR | E | W | C | HR |  | HE | CO | HE-E | CO-E | C | L | DHW | RES-ST | RES-PV | R | W | B | Win | NC | SS | HR I | HR II | L | - | - | HE | CO | E | Control | DHW-ST | PV | 140 | R | W | B | Win | NC | SS | HR I | HR II | L | - | - | HE | CO | E | Control | DHW-ST | PV | 990 | H | C | DHW | L | AUX | RES-E | 140 | H | C | DHW | L | AUX | RES-E | 990
2020 | 1 | 1 | - | - | o | o | 0 | 1 | 1 | 1 | 1 | 1111 | 2 | 11 | 2 | 3 | 1 | o | 14 | 0 | 0 | 1 | 23 | 0 | 80 | 0 | 102 | 0 | 0 | 0 | - | - | 145 | 139 | 152 | 160 | 0 | 0 | 246.0961 | 1 | 23 | 0 | 81 | 0 | 103 | 0 | 0 | 0 | - | - | 146 | 140 | 153 | 160 | 0 | 0 | 130.3401 | 57.4191 | 56.179 | 17.2875 | 19.3015 | 1.4925 | 0 | 151.6795 | 40.9757 | 30.6085 | 26.7 | 19.85 | 0.96393 | 0 | 119.0981
| 2 | 7 | o- | - | o | o | 0 | 2 | 1 | 1 | 1 | 2111 | 7 | 12 | 1 | 1 | 1 | o | 16 | 0 | 0 | 9 | 31 | 63 | 80 | 0 | 102 | 0 | 0 | 0 | - | - | 127 | 0 | 148 | 160 | 0 | 0 | 270.3703 | 9 | 31 | 63 | 81 | 0 | 103 | 0 | 0 | 0 | - | - | 128 | 0 | 149 | 160 | 0 | 0 | 161.1878 | 12.7432 | 41.1363 | 9.2911 | 19.3015 | 1.1837 | 0 | 83.6557 | 10.8801 | 24.1399 | 14.4556 | 19.85 | 0.83519 | 0 | 70.1607
| 3 | 17 | o | - | o | o | 0 | 3 | 1 | 1 | 1 | 3111 | 7 | 12 | 1 | 1 | 1 | o | 16 | 0 | 0 | 11 | 33 | 65 | 80 | 0 | 102 | 0 | 0 | 0 | - | - | 127 | 0 | 148 | 160 | 0 | 0 | 291.7231 | 11 | 33 | 65 | 81 | 0 | 103 | 0 | 0 | 0 | - | - | 128 | 0 | 149 | 160 | 0 | 0 | 170.5587 | 9.6937 | 38.5806 | 9.6228 | 19.3015 | 1.139 | 0 | 78.3376 | 8.7661 | 22.8173 | 14.6331 | 19.85 | 0.81626 | 0 | 66.8827
| 4 | 18 | o | - | o+ | o | 0 | 3 | 1 | 2 | 1 | 3121 | 7 | 12 | 1 | 1 | 1 | o | 16 | 0 | 0 | 11 | 33 | 65 | 80 | 116 | 108 | 0 | 0 | 0 | - | - | 127 | 0 | 148 | 160 | 0 | 0 | 364.7142 | 11 | 33 | 65 | 81 | 117 | 109 | 0 | 0 | 0 | - | - | 128 | 0 | 149 | 160 | 0 | 0 | 202.9887 | 9.7174 | 21.9455 | 9.6462 | 19.3015 | 0.84246 | 0 | 61.453 | 8.7703 | 12.4492 | 14.6395 | 19.85 | 0.69251 | 0 | 56.4015
| 5 | 28 | o+ | o | o+ | o | 0 | 4 | 2 | 2 | 1 | 4221 | 7 | 12 | 1 | 1 | 1 | o | 16 | 0 | 0 | 13 | 35 | 67 | 88 | 116 | 108 | 0 | 0 | 0 | - | - | 127 | 0 | 148 | 160 | 0 | 0 | 441.7914 | 13 | 35 | 67 | 89 | 117 | 109 | 0 | 0 | 0 | - | - | 128 | 0 | 149 | 160 | 0 | 0 | 234.9725 | 4.1504 | 19.5758 | 10.9911 | 19.3015 | 0.7662 | 0 | 54.7849 | 4.269 | 10.3007 | 15.6453 | 19.85 | 0.65594 | 0 | 50.7208
| 6 | 31 | o+ | o+ | o | o | 0 | 4 | 3 | 1 | 1 | 4311 | 7 | 12 | 1 | 1 | 1 | o | 16 | 0 | 0 | 13 | 35 | 67 | 90 | 0 | 102 | 0 | 0 | 0 | - | - | 127 | 0 | 148 | 160 | 0 | 0 | 393.4104 | 13 | 35 | 67 | 91 | 0 | 103 | 0 | 0 | 0 | - | - | 128 | 0 | 149 | 160 | 0 | 0 | 214.0368 | 2.273 | 39.4036 | 13.8249 | 19.3015 | 1.0585 | 0 | 75.8615 | 2.842 | 21.6199 | 15.2518 | 19.85 | 0.77954 | 0 | 60.3433
| 7 | 7 | o- | - | o | o | 0 | 2 | 1 | 1 | 1 | 2111 | 8 | 13 | 1 | 1 | 2 | o | 17 | 0 | 0 | 9 | 31 | 63 | 80 | 0 | 102 | 0 | 0 | 0 | - | - | 133 | 0 | 148 | 162 | 0 | 0 | 352.3334 | 9 | 31 | 63 | 81 | 0 | 103 | 0 | 0 | 0 | - | - | 134 | 0 | 149 | 162 | 0 | 0 | 226.7164 | 8.8472 | 23.0278 | 7.3506 | 19.3015 | 1.1837 | 0 | 59.7107 | 7.0272 | 13.2211 | 10.6394 | 19.85 | 0.83519 | 0 | 51.5729
| 8 | 17 | o | - | o | o | 0 | 3 | 1 | 1 | 1 | 3111 | 8 | 13 | 1 | 1 | 2 | o | 17 | 0 | 0 | 11 | 33 | 65 | 80 | 0 | 102 | 0 | 0 | 0 | - | - | 133 | 0 | 148 | 162 | 0 | 0 | 373.6862 | 11 | 33 | 65 | 81 | 0 | 103 | 0 | 0 | 0 | - | - | 134 | 0 | 149 | 162 | 0 | 0 | 236.0873 | 6.7334 | 21.6218 | 7.6168 | 19.3015 | 1.139 | 0 | 56.4124 | 5.6291 | 12.4795 | 10.7078 | 19.85 | 0.81626 | 0 | 49.4826
| 9 | 18 | o | - | o+ | o | 0 | 3 | 1 | 2 | 1 | 3121 | 8 | 13 | 1 | 1 | 2 | o | 17 | 0 | 0 | 11 | 33 | 65 | 80 | 116 | 108 | 0 | 0 | 0 | - | - | 133 | 0 | 148 | 162 | 0 | 0 | 446.6773 | 11 | 33 | 65 | 81 | 117 | 109 | 0 | 0 | 0 | - | - | 134 | 0 | 149 | 162 | 0 | 0 | 268.5173 | 6.7541 | 11.9985 | 7.6402 | 19.3015 | 0.84246 | 0 | 46.5367 | 5.6327 | 6.572 | 10.7142 | 19.85 | 0.69251 | 0 | 43.4614
| 10 | 28 | o+ | o | o+ | o | 0 | 4 | 2 | 2 | 1 | 4221 | 8 | 13 | 1 | 1 | 2 | o | 17 | 0 | 0 | 13 | 35 | 67 | 88 | 116 | 108 | 0 | 0 | 0 | - | - | 133 | 0 | 148 | 162 | 0 | 0 | 463.1682 | 13 | 35 | 67 | 89 | 117 | 109 | 0 | 0 | 0 | - | - | 134 | 0 | 149 | 162 | 0 | 0 | 265.7892 | 2.9401 | 10.9044 | 8.8726 | 19.3015 | 0.7662 | 0 | 42.7848 | 2.7318 | 5.4852 | 11.4089 | 19.85 | 0.65594 | 0 | 40.1319
| 11 | 31 | o+ | o+ | o | o | 0 | 4 | 3 | 1 | 1 | 4311 | 8 | 13 | 1 | 1 | 2 | o | 17 | 0 | 0 | 13 | 35 | 67 | 90 | 0 | 102 | 0 | 0 | 0 | - | - | 133 | 0 | 148 | 162 | 0 | 0 | 414.7871 | 13 | 35 | 67 | 91 | 0 | 103 | 0 | 0 | 0 | - | - | 134 | 0 | 149 | 162 | 0 | 0 | 244.8534 | 1.6675 | 22.8719 | 11.5574 | 19.3015 | 1.0585 | 0 | 56.4568 | 1.9435 | 12.165 | 11.8849 | 19.85 | 0.77954 | 0 | 46.6229
| 12 | 17 | o | - | o | o | 0 | 3 | 1 | 1 | 1 | 3111 | 7 | 12 | 1 | 1 | 1 | o | 22 | 1 | 0 | 11 | 33 | 65 | 80 | 0 | 102 | 0 | 0 | 0 | - | - | 127 | 0 | 148 | 160 | 185 | 0 | 305.2301 | 11 | 33 | 65 | 81 | 0 | 103 | 0 | 0 | 0 | - | - | 128 | 0 | 149 | 160 | 186 | 0 | 188.5979 | 9.6937 | 38.5806 | 2.7643 | 19.3015 | 1.139 | 0 | 71.4791 | 8.7661 | 22.8173 | 4.5563 | 19.85 | 0.81626 | 0 | 56.8059
| 13 | 18 | o | - | o+ | o | 0 | 3 | 1 | 2 | 1 | 3121 | 7 | 12 | 1 | 1 | 1 | o | 22 | 1 | 0 | 11 | 33 | 65 | 80 | 116 | 108 | 0 | 0 | 0 | - | - | 127 | 0 | 148 | 160 | 185 | 0 | 378.2212 | 11 | 33 | 65 | 81 | 117 | 109 | 0 | 0 | 0 | - | - | 128 | 0 | 149 | 160 | 186 | 0 | 221.0279 | 9.7174 | 21.9455 | 2.771 | 19.3015 | 0.84246 | 0 | 54.5778 | 8.7703 | 12.4492 | 4.5583 | 19.85 | 0.69251 | 0 | 46.3203
| 14 | 28 | o+ | o | o+ | o | 0 | 4 | 2 | 2 | 1 | 4221 | 7 | 12 | 1 | 1 | 1 | o | 22 | 1 | 0 | 13 | 35 | 67 | 88 | 116 | 108 | 0 | 0 | 0 | - | - | 127 | 0 | 148 | 160 | 185 | 0 | 455.2984 | 13 | 35 | 67 | 89 | 117 | 109 | 0 | 0 | 0 | - | - | 128 | 0 | 149 | 160 | 186 | 0 | 253.0118 | 4.1504 | 19.5758 | 3.1573 | 19.3015 | 0.7662 | 0 | 46.9512 | 4.269 | 10.3007 | 4.8715 | 19.85 | 0.65594 | 0 | 39.9471
| 15 | 31 | o+ | o+ | o | o | 0 | 4 | 3 | 1 | 1 | 4311 | 7 | 12 | 1 | 1 | 1 | o | 22 | 1 | 0 | 13 | 35 | 67 | 90 | 0 | 102 | 0 | 0 | 0 | - | - | 127 | 0 | 148 | 160 | 185 | 0 | 406.9173 | 13 | 35 | 67 | 91 | 0 | 103 | 0 | 0 | 0 | - | - | 128 | 0 | 149 | 160 | 186 | 0 | 232.076 | 2.273 | 39.4036 | 3.9714 | 19.3015 | 1.0585 | 0 | 66.008 | 2.842 | 21.6199 | 4.749 | 19.85 | 0.77954 | 0 | 49.8405
| 16 | 17 | o | - | o | o | 0 | 3 | 1 | 1 | 1 | 3111 | 7 | 12 | 1 | 1 | 1 | o | 16 | 0 | 1 | 11 | 33 | 65 | 80 | 0 | 102 | 0 | 0 | 0 | - | - | 127 | 0 | 148 | 160 | 0 | 184 | 320.4699 | 11 | 33 | 65 | 81 | 0 | 103 | 0 | 0 | 0 | - | - | 128 | 0 | 149 | 160 | 0 | 184 | 188.4456 | 9.6937 | 38.5806 | 9.6228 | 19.3015 | 1.139 | -38.845 | 39.4926 | 8.7661 | 22.8173 | 14.6331 | 19.85 | 0.81626 | -23.4068 | 43.4759
| 17 | 18 | o | - | o+ | o | 0 | 3 | 1 | 2 | 1 | 3121 | 7 | 12 | 1 | 1 | 1 | o | 16 | 0 | 1 | 11 | 33 | 65 | 80 | 116 | 108 | 0 | 0 | 0 | - | - | 127 | 0 | 148 | 160 | 0 | 184 | 393.461 | 11 | 33 | 65 | 81 | 117 | 109 | 0 | 0 | 0 | - | - | 128 | 0 | 149 | 160 | 0 | 184 | 220.8756 | 9.7174 | 21.9455 | 9.6462 | 19.3015 | 0.84246 | -38.845 | 22.608 | 8.7703 | 12.4492 | 14.6395 | 19.85 | 0.69251 | -23.4068 | 32.9947
| 18 | 28 | o+ | o | o+ | o | 0 | 4 | 2 | 2 | 1 | 4221 | 7 | 12 | 1 | 1 | 1 | o | 16 | 0 | 1 | 13 | 35 | 67 | 88 | 116 | 108 | 0 | 0 | 0 | - | - | 127 | 0 | 148 | 160 | 0 | 184 | 470.5382 | 13 | 35 | 67 | 89 | 117 | 109 | 0 | 0 | 0 | - | - | 128 | 0 | 149 | 160 | 0 | 184 | 252.8594 | 4.1504 | 19.5758 | 10.9911 | 19.3015 | 0.7662 | -38.845 | 15.9399 | 4.269 | 10.3007 | 15.6453 | 19.85 | 0.65594 | -23.4068 | 27.3141
| 19 | 31 | o+ | o+ | o | o | 0 | 4 | 3 | 1 | 1 | 4311 | 7 | 12 | 1 | 1 | 1 | o | 16 | 0 | 1 | 13 | 35 | 67 | 90 | 0 | 102 | 0 | 0 | 0 | - | - | 127 | 0 | 148 | 160 | 0 | 184 | 422.1572 | 13 | 35 | 67 | 91 | 0 | 103 | 0 | 0 | 0 | - | - | 128 | 0 | 149 | 160 | 0 | 184 | 231.9237 | 2.273 | 39.4036 | 13.8249 | 19.3015 | 1.0585 | -38.845 | 37.0165 | 2.842 | 21.6199 | 15.2518 | 19.85 | 0.77954 | -23.4068 | 36.9365
| 20 | 19 |  |  |  |  | 0 | 3 | 2 | 1 | 1 | 3211 | 7 | 12 | 3 | 3 | 2 | o | 22 | 1 | 1 | 11 | 33 | 65 | 88 | 0 | 102 | 0 | 0 | 0 | - | - | 127 | 0 | 154 | 162 | 185 | 184 | 345.4148 | 11 | 33 | 65 | 89 | 0 | 103 | 0 | 0 | 0 | - | - | 128 | 0 | 155 | 162 | 186 | 184 | 200.0393 | 4.8258 | 33.033 | 2.9861 | 19.3015 | 1.0575 | -38.845 | 22.3589 | 4.6012 | 19.5671 | 4.7686 | 19.85 | 0.7805 | -23.4068 | 26.1606
| 21 | 17 |  |  |  |  | 0 | 3 | 1 | 1 | 1 | 3111 | 7 | 12 | 3 | 3 | 2 | o | 22 | 1 | 0 | 11 | 33 | 65 | 80 | 0 | 102 | 0 | 0 | 0 | - | - | 127 | 0 | 154 | 162 | 185 | 0 | 260.5954 | 11 | 33 | 65 | 81 | 0 | 103 | 0 | 0 | 0 | - | - | 128 | 0 | 155 | 162 | 186 | 0 | 159.3709 | 8.7754 | 35.0696 | 2.7643 | 19.3015 | 1.139 | 0 | 67.0498 | 7.9356 | 20.7408 | 4.5563 | 19.85 | 0.81626 | 0 | 53.899
| 22 | 17 |  |  |  |  | 0 | 3 | 1 | 1 | 1 | 3111 | 7 | 12 | 3 | 3 | 2 | o | 16 | 0 | 1 | 11 | 33 | 65 | 80 | 0 | 102 | 0 | 0 | 0 | - | - | 127 | 0 | 154 | 162 | 0 | 184 | 275.8352 | 11 | 33 | 65 | 81 | 0 | 103 | 0 | 0 | 0 | - | - | 128 | 0 | 155 | 162 | 0 | 184 | 159.2186 | 8.7754 | 35.0696 | 9.6228 | 19.3015 | 1.139 | -38.845 | 35.0633 | 7.9356 | 20.7408 | 14.6331 | 19.85 | 0.81626 | -23.4068 | 40.569
| 23 | 24 |  |  |  |  | 0 | 3 | 3 | 2 | 1 | 3321 | 7 | 12 | 3 | 3 | 2 | o | 22 | 1 | 1 | 11 | 33 | 65 | 90 | 116 | 108 | 0 | 0 | 0 | - | - | 127 | 0 | 154 | 162 | 185 | 184 | 443.016 | 11 | 33 | 65 | 91 | 117 | 109 | 0 | 0 | 0 | - | - | 128 | 0 | 155 | 162 | 186 | 184 | 243.9635 | 2.8566 | 19.6434 | 3.4231 | 19.3015 | 0.76409 | -38.845 | 7.1437 | 3.3907 | 9.6298 | 4.9566 | 19.85 | 0.65493 | -23.4068 | 15.0752
| 24 | 18 |  |  |  |  | 0 | 3 | 1 | 2 | 1 | 3121 | 7 | 12 | 1 | 1 | 2 | o | 22 | 1 | 1 | 11 | 33 | 65 | 80 | 116 | 108 | 0 | 0 | 0 | - | - | 127 | 0 | 148 | 162 | 185 | 184 | 400.9083 | 11 | 33 | 65 | 81 | 117 | 109 | 0 | 0 | 0 | - | - | 128 | 0 | 149 | 162 | 186 | 184 | 237.4678 | 8.5275 | 20.154 | 2.771 | 19.3015 | 0.84246 | -38.845 | 12.7514 | 7.6964 | 11.4329 | 4.5583 | 19.85 | 0.69251 | -23.4068 | 20.8233
| 25 | 18 |  |  |  |  | 0 | 3 | 1 | 2 | 1 | 3121 | 7 | 12 | 3 | 3 | 2 | o | 22 | 1 | 0 | 11 | 33 | 65 | 80 | 116 | 108 | 0 | 0 | 0 | - | - | 127 | 0 | 154 | 162 | 185 | 0 | 333.5864 | 11 | 33 | 65 | 81 | 117 | 109 | 0 | 0 | 0 | - | - | 128 | 0 | 155 | 162 | 186 | 0 | 191.8009 | 8.7968 | 19.9484 | 2.771 | 19.3015 | 0.84246 | 0 | 51.6601 | 7.9394 | 11.3162 | 4.5583 | 19.85 | 0.69251 | 0 | 44.3565
| 26 | 20 |  |  |  |  | 0 | 3 | 2 | 2 | 1 | 3221 | 7 | 12 | 3 | 3 | 2 | o | 22 | 1 | 1 | 11 | 33 | 65 | 88 | 116 | 108 | 0 | 0 | 0 | - | - | 127 | 0 | 154 | 162 | 185 | 184 | 418.4059 | 11 | 33 | 65 | 89 | 117 | 109 | 0 | 0 | 0 | - | - | 128 | 0 | 155 | 162 | 186 | 184 | 232.4693 | 4.8479 | 18.5585 | 2.9998 | 19.3015 | 0.78347 | -38.845 | 7.6462 | 4.605 | 9.9054 | 4.7724 | 19.85 | 0.66276 | -23.4068 | 16.3888
| 27 | 32 |  |  |  |  | 0 | 4 | 3 | 2 | 1 | 4321 | 7 | 12 | 3 | 3 | 2 | o | 22 | 1 | 1 | 13 | 35 | 67 | 90 | 116 | 108 | 0 | 0 | 0 | - | - | 127 | 0 | 154 | 162 | 185 | 184 | 464.0205 | 13 | 35 | 67 | 91 | 117 | 109 | 0 | 0 | 0 | - | - | 128 | 0 | 155 | 162 | 186 | 184 | 253.1659 | 2.0812 | 18.9857 | 4.0168 | 19.3015 | 0.74946 | -38.845 | 6.2895 | 2.5764 | 8.8014 | 4.756 | 19.85 | 0.6486 | -23.4068 | 13.2256
[58 empty] | Energy use[kWh/m2y] - SFH | [6 empty] | Energy use[kWh/m2y] - AB
| Nº | Variant E+ | e | w | c | L | HR | E | W | C | HR |  | HE | CO | HE-E | CO-E | C | L | DHW | RES-ST | RES-PV | R | W | B | Win | NC | SS | HR I | HR II | L | Performance | HE Code | HE | CO | E | Control | DHW-ST | PV | Total SFH | Roof | Walls | Basement | Windows | NC | SS | Heat Recovery - grilles and ducts | Heat Recovery - unit | L |  |  | Heating Generation | CO | Emission | Control | Thermal Solar | PV | Total AB | H | C | DHW | L | AUX | RES-E | - | H | C | DHW | L | AUX | RES-E | -
2020 | 1 | 1 | - | - | o | o | 0 | 1 | 1 | 1 | 1 | 1111 | 2 | 11 | 2 | 3 | 1 | o | 14 | 0 | 0 | 50.4545 | 33.3548 |  | 16.2916 |  | 12.5545 |  |  |  | 0 | 38 | 9.5102 | 42.723 | 66.802 | 14.4054 |  |  | 34453.4552 | 24.4149 | 13.8323 |  | 7.3896 |  | 5.1273 |  |  |  | 0 | 41 | 4.9151 | 8.7429 | 63.881 | 2.0371 |  |  | 129036.664 | 57.4191 | 33.0465 | 17.2875 | 11.3538 | 0.87794 | 0 | - | 40.9757 | 18.005 | 26.7 | 11.6765 | 0.56702 | 0 | -
| 2 | 7 | o- | - | o | o | 0 | 2 | 1 | 1 | 1 | 2111 | 7 | 12 | 1 | 1 | 1 | o | 16 | 0 | 0 | 9.3151 | 81.9973 | 19.2411 | 16.2916 |  | 12.5545 |  |  |  | 1 | 39 | 24.0914 |  | 92.4738 | 14.4054 |  |  | 37851.8436 | 4.5076 | 34.0043 | 9.3108 | 7.3896 |  | 5.1273 |  |  |  | 1 | 42 | 17.1324 |  | 81.6788 | 2.0371 |  |  | 159575.9474 | 7.496 | 24.1978 | 5.4653 | 11.3538 | 0.69628 | 0 | - | 6.4 | 14.1999 | 8.5033 | 11.6765 | 0.49129 | 0 | -
| 3 | 17 | o | - | o | o | 0 | 3 | 1 | 1 | 1 | 3111 | 7 | 12 | 1 | 1 | 1 | o | 16 | 0 | 0 | 13.5632 | 95.8952 | 22.448 | 16.2916 |  | 12.5545 |  |  |  | 1 | 39 | 24.0914 |  | 92.4738 | 14.4054 |  |  | 40841.2327 | 6.5632 | 39.7677 | 10.8625 | 7.3896 |  | 5.1273 |  |  |  | 1 | 42 | 17.1324 |  | 81.6788 | 2.0371 |  |  | 168853.1085 | 5.7022 | 22.6945 | 5.6605 | 11.3538 | 0.67003 | 0 | - | 5.1565 | 13.4219 | 8.6077 | 11.6765 | 0.48015 | 0 | -
| 4 | 18 | o | - | o+ | o | 0 | 3 | 1 | 2 | 1 | 3121 | 7 | 12 | 1 | 1 | 1 | o | 16 | 0 | 0 | 13.5632 | 95.8952 | 22.448 | 16.2916 | 56.3491 | 29.1964 |  |  |  | 1 | 39 | 24.0914 |  | 92.4738 | 14.4054 |  |  | 51059.9827 | 6.5632 | 39.7677 | 10.8625 | 7.3896 | 24.7391 | 12.8182 |  |  |  | 1 | 42 | 17.1324 |  | 81.6788 | 2.0371 |  |  | 200958.8085 | 5.7161 | 12.9091 | 5.6742 | 11.3538 | 0.49556 | 0 | - | 5.159 | 7.323 | 8.6115 | 11.6765 | 0.40736 | 0 | -
| 5 | 28 | o+ | o | o+ | o | 0 | 4 | 2 | 2 | 1 | 4221 | 7 | 12 | 1 | 1 | 1 | o | 16 | 0 | 0 | 17.8113 | 109.793 | 25.3066 | 88.9465 | 56.3491 | 29.1964 |  |  |  | 2 | 40 | 7.5092 |  | 92.4738 | 14.4054 |  |  | 61850.7934 | 8.6189 | 45.5312 | 12.2458 | 39.0504 | 24.7391 | 12.8182 |  |  |  | 2 | 43 | 8.2531 |  | 81.6788 | 2.0371 |  |  | 232622.8058 | 2.4414 | 11.5152 | 6.4654 | 11.3538 | 0.45071 | 0 | - | 2.5112 | 6.0592 | 9.2031 | 11.6765 | 0.38585 | 0 | -
| 6 | 31 | o+ | o+ | o | o | 0 | 4 | 3 | 1 | 1 | 4311 | 7 | 12 | 1 | 1 | 1 | o | 16 | 0 | 0 | 17.8113 | 109.793 | 25.3066 | 113.5565 |  | 12.5545 |  |  |  | 2 | 40 | 7.5092 |  | 92.4738 | 14.4054 |  |  | 55077.4496 | 8.6189 | 45.5312 | 12.2458 | 50.5447 |  | 5.1273 |  |  |  | 2 | 43 | 8.2531 |  | 81.6788 | 2.0371 |  |  | 211896.4292 | 1.337 | 23.1786 | 8.1323 | 11.3538 | 0.62267 | 0 | - | 1.6718 | 12.7176 | 8.9716 | 11.6765 | 0.45855 | 0 | -
| 7 | 7 | o- | - | o | o | 0 | 2 | 1 | 1 | 1 | 2111 | 8 | 13 | 1 | 1 | 2 | o | 17 | 0 | 0 | 9.3151 | 81.9973 | 19.2411 | 16.2916 |  | 12.5545 |  |  |  | 1 | 39 | 112.1143 |  | 92.4738 | 8.3457 |  |  | 49326.6797 | 4.5076 | 34.0043 | 9.3108 | 7.3896 |  | 5.1273 |  |  |  | 1 | 42 | 84.1081 |  | 81.6788 | 0.5901 |  |  | 224449.2694 | 5.2043 | 13.5457 | 4.3239 | 11.3538 | 0.69628 | 0 | - | 4.1337 | 7.7771 | 6.2585 | 11.6765 | 0.49129 | 0 | -
| 8 | 17 | o | - | o | o | 0 | 3 | 1 | 1 | 1 | 3111 | 8 | 13 | 1 | 1 | 2 | o | 17 | 0 | 0 | 13.5632 | 95.8952 | 22.448 | 16.2916 |  | 12.5545 |  |  |  | 1 | 39 | 112.1143 |  | 92.4738 | 8.3457 |  |  | 52316.0688 | 6.5632 | 39.7677 | 10.8625 | 7.3896 |  | 5.1273 |  |  |  | 1 | 42 | 84.1081 |  | 81.6788 | 0.5901 |  |  | 233726.4305 | 3.9608 | 12.7187 | 4.4805 | 11.3538 | 0.67003 | 0 | - | 3.3112 | 7.3409 | 6.2987 | 11.6765 | 0.48015 | 0 | -
| 9 | 18 | o | - | o+ | o | 0 | 3 | 1 | 2 | 1 | 3121 | 8 | 13 | 1 | 1 | 2 | o | 17 | 0 | 0 | 13.5632 | 95.8952 | 22.448 | 16.2916 | 56.3491 | 29.1964 |  |  |  | 1 | 39 | 112.1143 |  | 92.4738 | 8.3457 |  |  | 62534.8188 | 6.5632 | 39.7677 | 10.8625 | 7.3896 | 24.7391 | 12.8182 |  |  |  | 1 | 42 | 84.1081 |  | 81.6788 | 0.5901 |  |  | 265832.1305 | 3.973 | 7.0579 | 4.4942 | 11.3538 | 0.49556 | 0 | - | 3.3134 | 3.8659 | 6.3025 | 11.6765 | 0.40736 | 0 | -
| 10 | 28 | o+ | o | o+ | o | 0 | 4 | 2 | 2 | 1 | 4221 | 8 | 13 | 1 | 1 | 2 | o | 17 | 0 | 0 | 17.8113 | 109.793 | 25.3066 | 88.9465 | 56.3491 | 29.1964 |  |  |  | 2 | 40 | 34.9457 |  | 92.4738 | 8.3457 |  |  | 64843.5411 | 8.6189 | 45.5312 | 12.2458 | 39.0504 | 24.7391 | 12.8182 |  |  |  | 2 | 43 | 40.5167 |  | 81.6788 | 0.5901 |  |  | 263131.2603 | 1.7295 | 6.4144 | 5.2192 | 11.3538 | 0.45071 | 0 | - | 1.607 | 3.2266 | 6.7111 | 11.6765 | 0.38585 | 0 | -
| 11 | 31 | o+ | o+ | o | o | 0 | 4 | 3 | 1 | 1 | 4311 | 8 | 13 | 1 | 1 | 2 | o | 17 | 0 | 0 | 17.8113 | 109.793 | 25.3066 | 113.5565 |  | 12.5545 |  |  |  | 2 | 40 | 34.9457 |  | 92.4738 | 8.3457 |  |  | 58070.1973 | 8.6189 | 45.5312 | 12.2458 | 50.5447 |  | 5.1273 |  |  |  | 2 | 43 | 40.5167 |  | 81.6788 | 0.5901 |  |  | 242404.8837 | 0.98088 | 13.454 | 6.7985 | 11.3538 | 0.62267 | 0 | - | 1.1432 | 7.1559 | 6.9911 | 11.6765 | 0.45855 | 0 | -
| 12 | 17 | o | - | o | o | 0 | 3 | 1 | 1 | 1 | 3111 | 7 | 12 | 1 | 1 | 1 | o | 22 | 1 | 0 | 13.5632 | 95.8952 | 22.448 | 16.2916 |  | 12.5545 |  |  |  | 1 | 39 | 24.0914 |  | 92.4738 | 14.4054 | 13.507 |  | 42732.2119 | 6.5632 | 39.7677 | 10.8625 | 7.3896 |  | 5.1273 |  |  |  | 1 | 42 | 17.1324 |  | 81.6788 | 2.0371 | 18.0392 |  | 186711.9501 | 5.7022 | 22.6945 | 1.626 | 11.3538 | 0.67003 | 0 | - | 5.1565 | 13.4219 | 2.6802 | 11.6765 | 0.48015 | 0 | -
| 13 | 18 | o | - | o+ | o | 0 | 3 | 1 | 2 | 1 | 3121 | 7 | 12 | 1 | 1 | 1 | o | 22 | 1 | 0 | 13.5632 | 95.8952 | 22.448 | 16.2916 | 56.3491 | 29.1964 |  |  |  | 1 | 39 | 24.0914 |  | 92.4738 | 14.4054 | 13.507 |  | 52950.9619 | 6.5632 | 39.7677 | 10.8625 | 7.3896 | 24.7391 | 12.8182 |  |  |  | 1 | 42 | 17.1324 |  | 81.6788 | 2.0371 | 18.0392 |  | 218817.6501 | 5.7161 | 12.9091 | 1.63 | 11.3538 | 0.49556 | 0 | - | 5.159 | 7.323 | 2.6814 | 11.6765 | 0.40736 | 0 | -
| 14 | 28 | o+ | o | o+ | o | 0 | 4 | 2 | 2 | 1 | 4221 | 7 | 12 | 1 | 1 | 1 | o | 22 | 1 | 0 | 17.8113 | 109.793 | 25.3066 | 88.9465 | 56.3491 | 29.1964 |  |  |  | 2 | 40 | 7.5092 |  | 92.4738 | 14.4054 | 13.507 |  | 63741.7726 | 8.6189 | 45.5312 | 12.2458 | 39.0504 | 24.7391 | 12.8182 |  |  |  | 2 | 43 | 8.2531 |  | 81.6788 | 2.0371 | 18.0392 |  | 250481.6474 | 2.4414 | 11.5152 | 1.8573 | 11.3538 | 0.45071 | 0 | - | 2.5112 | 6.0592 | 2.8656 | 11.6765 | 0.38585 | 0 | -
| 15 | 31 | o+ | o+ | o | o | 0 | 4 | 3 | 1 | 1 | 4311 | 7 | 12 | 1 | 1 | 1 | o | 22 | 1 | 0 | 17.8113 | 109.793 | 25.3066 | 113.5565 |  | 12.5545 |  |  |  | 2 | 40 | 7.5092 |  | 92.4738 | 14.4054 | 13.507 |  | 56968.4288 | 8.6189 | 45.5312 | 12.2458 | 50.5447 |  | 5.1273 |  |  |  | 2 | 43 | 8.2531 |  | 81.6788 | 2.0371 | 18.0392 |  | 229755.2708 | 1.337 | 23.1786 | 2.3361 | 11.3538 | 0.62267 | 0 | - | 1.6718 | 12.7176 | 2.7935 | 11.6765 | 0.45855 | 0 | -
| 16 | 17 | o | - | o | o | 0 | 3 | 1 | 1 | 1 | 3111 | 7 | 12 | 1 | 1 | 1 | o | 16 | 0 | 1 | 13.5632 | 95.8952 | 22.448 | 16.2916 |  | 12.5545 |  |  |  | 1 | 39 | 24.0914 |  | 92.4738 | 14.4054 |  | 28.7468 | 44865.7866 | 6.5632 | 39.7677 | 10.8625 | 7.3896 |  | 5.1273 |  |  |  | 1 | 42 | 17.1324 |  | 81.6788 | 2.0371 |  | 17.8869 | 186561.1456 | 5.7022 | 22.6945 | 5.6605 | 11.3538 | 0.67003 | -22.85 | - | 5.1565 | 13.4219 | 8.6077 | 11.6765 | 0.48015 | -13.7687 | -
| 17 | 18 | o | - | o+ | o | 0 | 3 | 1 | 2 | 1 | 3121 | 7 | 12 | 1 | 1 | 1 | o | 16 | 0 | 1 | 13.5632 | 95.8952 | 22.448 | 16.2916 | 56.3491 | 29.1964 |  |  |  | 1 | 39 | 24.0914 |  | 92.4738 | 14.4054 |  | 28.7468 | 55084.5366 | 6.5632 | 39.7677 | 10.8625 | 7.3896 | 24.7391 | 12.8182 |  |  |  | 1 | 42 | 17.1324 |  | 81.6788 | 2.0371 |  | 17.8869 | 218666.8456 | 5.7161 | 12.9091 | 5.6742 | 11.3538 | 0.49556 | -22.85 | - | 5.159 | 7.323 | 8.6115 | 11.6765 | 0.40736 | -13.7687 | -
| 18 | 28 | o+ | o | o+ | o | 0 | 4 | 2 | 2 | 1 | 4221 | 7 | 12 | 1 | 1 | 1 | o | 16 | 0 | 1 | 17.8113 | 109.793 | 25.3066 | 88.9465 | 56.3491 | 29.1964 |  |  |  | 2 | 40 | 7.5092 |  | 92.4738 | 14.4054 |  | 28.7468 | 65875.3473 | 8.6189 | 45.5312 | 12.2458 | 39.0504 | 24.7391 | 12.8182 |  |  |  | 2 | 43 | 8.2531 |  | 81.6788 | 2.0371 |  | 17.8869 | 250330.8429 | 2.4414 | 11.5152 | 6.4654 | 11.3538 | 0.45071 | -22.85 | - | 2.5112 | 6.0592 | 9.2031 | 11.6765 | 0.38585 | -13.7687 | -
| 19 | 31 | o+ | o+ | o | o | 0 | 4 | 3 | 1 | 1 | 4311 | 7 | 12 | 1 | 1 | 1 | o | 16 | 0 | 1 | 17.8113 | 109.793 | 25.3066 | 113.5565 |  | 12.5545 |  |  |  | 2 | 40 | 7.5092 |  | 92.4738 | 14.4054 |  | 28.7468 | 59102.0035 | 8.6189 | 45.5312 | 12.2458 | 50.5447 |  | 5.1273 |  |  |  | 2 | 43 | 8.2531 |  | 81.6788 | 2.0371 |  | 17.8869 | 229604.4662 | 1.337 | 23.1786 | 8.1323 | 11.3538 | 0.62267 | -22.85 | - | 1.6718 | 12.7176 | 8.9716 | 11.6765 | 0.45855 | -13.7687 | -
| 20 | 19 |  |  |  |  | 0 | 3 | 2 | 1 | 1 | 3211 | 7 | 12 | 3 | 3 | 2 | o | 22 | 1 | 1 | 13.5632 | 95.8952 | 22.448 | 88.9465 |  | 12.5545 |  |  |  | 2 | 40 | 7.5092 |  | 53.8988 | 8.3457 | 13.507 | 28.7468 | 48358.0786 | 6.5632 | 39.7677 | 10.8625 | 39.0504 |  | 5.1273 |  |  |  | 2 | 43 | 8.2531 |  | 53.8988 | 0.5901 | 18.0392 | 17.8869 | 198038.8827 | 2.8387 | 19.4312 | 1.7565 | 11.3538 | 0.62204 | -22.85 | - | 2.7066 | 11.51 | 2.805 | 11.6765 | 0.45912 | -13.7687 | -
| 21 | 17 |  |  |  |  | 0 | 3 | 1 | 1 | 1 | 3111 | 7 | 12 | 3 | 3 | 2 | o | 22 | 1 | 0 | 13.5632 | 95.8952 | 22.448 | 16.2916 |  | 12.5545 |  |  |  | 1 | 39 | 24.0914 |  | 53.8988 | 8.3457 | 13.507 |  | 36483.3519 | 6.5632 | 39.7677 | 10.8625 | 7.3896 |  | 5.1273 |  |  |  | 1 | 42 | 17.1324 |  | 53.8988 | 0.5901 | 18.0392 |  | 157777.1901 | 5.162 | 20.6292 | 1.626 | 11.3538 | 0.67003 | 0 | - | 4.668 | 12.2005 | 2.6802 | 11.6765 | 0.48015 | 0 | -
| 22 | 17 |  |  |  |  | 0 | 3 | 1 | 1 | 1 | 3111 | 7 | 12 | 3 | 3 | 2 | o | 16 | 0 | 1 | 13.5632 | 95.8952 | 22.448 | 16.2916 |  | 12.5545 |  |  |  | 1 | 39 | 24.0914 |  | 53.8988 | 8.3457 |  | 28.7468 | 38616.9266 | 6.5632 | 39.7677 | 10.8625 | 7.3896 |  | 5.1273 |  |  |  | 1 | 42 | 17.1324 |  | 53.8988 | 0.5901 |  | 17.8869 | 157626.3856 | 5.162 | 20.6292 | 5.6605 | 11.3538 | 0.67003 | -22.85 | - | 4.668 | 12.2005 | 8.6077 | 11.6765 | 0.48015 | -13.7687 | -
| 23 | 24 |  |  |  |  | 0 | 3 | 3 | 2 | 1 | 3321 | 7 | 12 | 3 | 3 | 2 | o | 22 | 1 | 1 | 13.5632 | 95.8952 | 22.448 | 113.5565 | 56.3491 | 29.1964 |  |  |  | 2 | 40 | 7.5092 |  | 53.8988 | 8.3457 | 13.507 | 28.7468 | 62022.2348 | 6.5632 | 39.7677 | 10.8625 | 50.5447 | 24.7391 | 12.8182 |  |  |  | 2 | 43 | 8.2531 |  | 53.8988 | 0.5901 | 18.0392 | 17.8869 | 241523.906 | 1.6804 | 11.555 | 2.0136 | 11.3538 | 0.44946 | -22.85 | - | 1.9945 | 5.6646 | 2.9156 | 11.6765 | 0.38525 | -13.7687 | -
| 24 | 18 |  |  |  |  | 0 | 3 | 1 | 2 | 1 | 3121 | 7 | 12 | 1 | 1 | 2 | o | 22 | 1 | 1 | 13.5632 | 95.8952 | 22.448 | 16.2916 | 56.3491 | 29.1964 |  |  |  | 1 | 39 | 24.0914 |  | 92.4738 | 8.3457 | 13.507 | 28.7468 | 56127.1558 | 6.5632 | 39.7677 | 10.8625 | 7.3896 | 24.7391 | 12.8182 |  |  |  | 1 | 42 | 17.1324 |  | 81.6788 | 0.5901 | 18.0392 | 17.8869 | 235093.1272 | 5.0162 | 11.8553 | 1.63 | 11.3538 | 0.49556 | -22.85 | - | 4.5273 | 6.7252 | 2.6814 | 11.6765 | 0.40736 | -13.7687 | -
| 25 | 18 |  |  |  |  | 0 | 3 | 1 | 2 | 1 | 3121 | 7 | 12 | 3 | 3 | 2 | o | 22 | 1 | 0 | 13.5632 | 95.8952 | 22.448 | 16.2916 | 56.3491 | 29.1964 |  |  |  | 1 | 39 | 24.0914 |  | 53.8988 | 8.3457 | 13.507 |  | 46702.1019 | 6.5632 | 39.7677 | 10.8625 | 7.3896 | 24.7391 | 12.8182 |  |  |  | 1 | 42 | 17.1324 |  | 53.8988 | 0.5901 | 18.0392 |  | 189882.8901 | 5.1746 | 11.7343 | 1.63 | 11.3538 | 0.49556 | 0 | - | 4.6703 | 6.6566 | 2.6814 | 11.6765 | 0.40736 | 0 | -
| 26 | 20 |  |  |  |  | 0 | 3 | 2 | 2 | 1 | 3221 | 7 | 12 | 3 | 3 | 2 | o | 22 | 1 | 1 | 13.5632 | 95.8952 | 22.448 | 88.9465 | 56.3491 | 29.1964 |  |  |  | 2 | 40 | 7.5092 |  | 53.8988 | 8.3457 | 13.507 | 28.7468 | 58576.8286 | 6.5632 | 39.7677 | 10.8625 | 39.0504 | 24.7391 | 12.8182 |  |  |  | 2 | 43 | 8.2531 |  | 53.8988 | 0.5901 | 18.0392 | 17.8869 | 230144.5827 | 2.8517 | 10.9168 | 1.7646 | 11.3538 | 0.46086 | -22.85 | - | 2.7088 | 5.8267 | 2.8073 | 11.6765 | 0.38986 | -13.7687 | -
| 27 | 32 |  |  |  |  | 0 | 4 | 3 | 2 | 1 | 4321 | 7 | 12 | 3 | 3 | 2 | o | 22 | 1 | 1 | 17.8113 | 109.793 | 25.3066 | 113.5565 | 56.3491 | 29.1964 |  |  |  | 2 | 40 | 7.5092 |  | 53.8988 | 8.3457 | 13.507 | 28.7468 | 64962.8727 | 8.6189 | 45.5312 | 12.2458 | 50.5447 | 24.7391 | 12.8182 |  |  |  | 2 | 43 | 8.2531 |  | 53.8988 | 0.5901 | 18.0392 | 17.8869 | 250634.2478 | 1.2242 | 11.168 | 2.3628 | 11.3538 | 0.44086 | -22.85 | - | 1.5155 | 5.1773 | 2.7977 | 11.6765 | 0.38153 | -13.7687 | -

## Hoja1 (hidden)
| Roof | Wall | Basement | Windows | Heating
SFH | <500 | <500 | <500 | <100 | P<35
AB | <500 | <500 | <500 | >100 | 35<P<100
Office | <500 | >500 | <500 | >100 | >100
School | >500 | >500 | >500 | >100 | >100